## COVER
REPUBLIC OF UGANDA
MINISTRY OF WATER AND ENVIRONMENT
INTEGRATED WATER MANAGEMENT AND DEVELOPMENT PROJECT
PROJECT ID NO: P163782
SANITATION FACILITIES FOR RUKUNGIRI MUNICIPALITY -LOT 1II
INTERNATIONAL COMPETITIVE BIDDING
MWE/WRKS/20-21/0007/3
BIDDING DOCUMENT
VOLUME 2-3: BILLS OF QUANTITIES
AUGUST 2021

## Grand Summary
INTEGRATED WATER MANAGEMENT AND DEVELOPMENT PROJECT
SANITATION FACILITIES FOR RUKUNGIRI MUNICIPALITY -LOT 3
GRAND SUMMARY
Bill No | Description
Cost (UGX)
GENERAL
RUK G-1 | General Items and ESIA Activities | 0
RUK G-2 | Dayworks | 0
RUK G-3 | Method Related Charges | 0
WORK ITEMS
SANITATION - RUKUNGIRI MUNICIPALITY
RUK S-1 | Faecal Sludge Treatment Plant Site Works | 0
RUK S-2 | Screen and Grit Channel | 0
RUK S-3 | Planted Drying Beds | 0
RUK S-4 | Self Priming Chamber | 0
RUK S-5 | Constructed Wetland | 0
RUK S-6 | Horizontal Rock Filter | 0
RUK S-7 | Facility Warehouse | 0
RUK S-8 | Equipment | 0
RUK S-9 | 2No.13 stance Waterborne public Toilets at Kebisoni & Nyamayenjo Market | 0
RUK S-10 | 2 No.3 Stance Water Borne Toilets at Kakabanda Health Centre & Nyakibale Hospital | 0
RUK S-11 | 4No. 6 stance lined VIP Institutional toilets- Boys | 0
RUK S-12 | 4No. 6 stance lined VIP Institutional toilets- Girls | 0
| Sub-Total 1 | 0
| Allow for 10% contingency | 0
| Sub-Total 2 | 0
| 18% VAT | Deemed Paid
| GRAND TOTAL | 0

## G-1 Gen Items
INTEGRATED WATER MANAGEMENT AND DEVELOPMENT PROJECT
SANITATION FACILITIES FOR RUKUNGIRI MUNICIPALITY -LOT 3
BILL No. RUK G-1
DESCRIPTION: GENERAL ITEMS
ITEM NO. | ITEM DESCRIPTION | UNIT | QUANTITY | RATE | AMOUNT
|  |  |  | UGX | UGX
Contractual Requirements
A110.1 | Performance security | sum | 1 |  | 0
A110.2 | Advance payment guarantee | sum | 1 |  | 0
A120 | Insurance of works covering all installations during and up to 28 days after the end of the defects liability period | sum | 1 |  | 0
A130 | Third party insurance | sum | 1 |  | 0
A140 | Insurance of Contractors Equipment | sum | 1 |  | 0
A150 | Insurance cover for workers | sum | 1 |  | 0
Specified Requirements
Site Offices and Housing
A211.1 | Establishment and removal of offices for the Engineer's staff | sum | 1 |  | 0
A211.2 | Provision of rented office accommodation for the Engineer's staff before establishment of site offices | month | 3 |  | 0
A211.3 | Provision of rented (1No unit), 3 bedroomed residential accommodation house to the Engineers approval for the Engineer's and his/her staff | month | 10 |  | 0
A211.4 | Maintenance of offices for the Engineer's staff including provision and payment of utility services | month | 10 |  | 0
A214 | Maintenance of housing accommodation for the Engineer's staff (1No. Unit) including provision and payment of utility services | month | 10 |  | 0
Services for the Engineer's staff
Transport Vehicles
A221.1 | Provision of New Double Cabin Pick-up transport vehicle as per specifications provided in part 3 of the Technical Specifications | nr | 2 |  | 0
A221.2 | Double Cabin Pick-up transport vehicle (2No.) - running costs | km | 200000 |  | 0
A221.3 | Provision of new Motorcycle 125cc and 8BHP and accessories to support works supervision as per specifications provided in part 3 of the Technical Specifications | nr | 1 |  | 0
A221.4 | Motorcycle running costs | km | 50000 |  | 0
Communication
A222.1 | Establish communication system and dedicated email (mobile, wireless or leased line) system for the Engineer's office | sum | 1 |  | 0
A222.2 | Maintenance of communication system and dedicated email (mobile, wireless or leased line) system for the Engineer's office | month | 10 |  | 0
Equipment for use by the Engineer's staff
A231.1 | Provision of office furniture & equipment for the Engineer | sum | 1 |  | 0
A231.2 | Maintenance of office furniture & equipment for the Engineer | month | 10 |  | 0
A231.3 | Provision of Laboratory equipment for use by the Engineer | Sum | 1 |  | 0
A233.1 | Provision of surveying equipment for use by the Engineer | month | 6 |  | 0
A233.2 | Provision of site protective wear and life jackets for Engineer and his staff | set | 6 |  | 0
A234 | Provision of office stationery & office consumables for use in the Engineer's office | month | 10 |  | 0
|  |  |  | Carried to Collection | 0
Testing works
Testing of Materials
A250 | Concrete works test cubes | nr | 20 |  | 0
Testing works
A260.2 | Water tightness tests for all , retaining structures. | sum | 1 |  | 0
Temporary Works
A279.1 | Establishment & removal of site sign-boards | nr | 2 |  | 0
A279.2 | Maintenance of site sign-boards until the issue of the Taking-over Certificate | month | 10 |  | 0
|  |  |  | Carried to Collection | 0
Environmental, Social, Health and Safety Activities
Environmental Activities
A420.3 | Preparation of Campsite project brief and Contractor’s ESMP for NEMA approvals in each project town/cluster | sum | 1 |  | 0
A420.4 | Approvals for auxillary works and burrow pits e.g. sand, marrum, clay, aggregates, hardcore. (All from recognised sources) | sum | 1 |  | 0
A420.5 | Compensatory tree planting in areas where trees are cut down as a result of project works (along the FSTP and sanitation facilities) | sum | 1 |  | 0
A420.6 | Implementation of Solid waste management plans on construction sites - Provisional material storage containers, transportation and disposal | sum | 1 |  | 0
A420.7 | Water testing of samples from nearby water body/stream (results of water quality analysis) - to keep track of the water quality during construction | nr | 5 |  | 0
A420.8 | Disposal of contaminated soil | Sum | 1 |  | 0
|  |  |  | Carried to Collection | 0
OCCUPATIONAL HEALTH AND SAFETY ACTIVITIES
A420.9 | Vehicle repairs & use of standard fuel lubricants - done monthly for at least 15months | sum | 1 |  | 0
A420.10 | Sprinkling of water on active sites to prevent dust | sum | 1 |  | 0
A420.11 | Purchase PPEs (nose masks to BS EN 149:2001+A1:2009 standards, ear muffs to BS EN 352-1:2020 standards, gum boots to BS EN 20345:2011 standards, heavy duty gloves to BS EN 388:2016+A1:2018 standards and reflector jackets to BS EN 1150:1999 standards) for use by staff implementing the project. | sum | 1 |  | 0
A420.12 | Installation of noise measuring equipment | nr | 2 |  | 0
A420.13 | Store and dispose of hazardous wastes and raw material (e.g. Fuel or chemicals) - storage of hydrocarbons (disposal charge per quarter) | nr | 6 |  | 0
A420.14 | Confine access to restricted work sites to limit access of unauthorised persons | sum | 1 |  | 0
A420.15 | Provision for protection of excavated areas – tape within the site for shallow excavations and barriers for excavations in public places with depth grater than 1.5m | sum | 1 |  | 0
A420.16 | Provide security to all work sites through hiring of security guards | sum | 1 |  | 0
A420.17 | Design, print and installation of appropriate signage and IEC materials (inclusive of HIV) | sum | 1 |  | 0
A420.18 | Proper drainage of waste water from the batching plant including general construction area | sum | 1 |  | 0
A420.19 | Preparation, approval and implementation of the Traffic Management Plan (TMP) | sum | 1 |  | 0
A420.20 | Preparation, approval of Fire Management Plan | sum | 1 |  | 0
A420.21 | Purchase of Fire extiquishers | nr | 10 |  | 0
A420.22 | Training of workers on fire management and use of Fire extiquishers | sum | 1 |  | 0
A420.23 | Installation of a fully equipped first aid room | nr | 1 |  | 0
A420.24 | Hire of a trained Nurse | nr | 24 |  | 0
A420.25 | Signing of an MOU with a referral hospital to provide ambulance services and handling severe cases /emergencies | sum | 1 |  | 0
A420.26 | HIV/AIDS testing kits and HIV-AIDS awareness (Seminars,Radio spots,Posters) | sum | 1 |  | 0
A420.27 | Testing and training of workers and host community on HIV/AIDS | sum | 1 |  | 0
A420.28 | Purchase of high quality condoms as approved by the Engineer | sum | 1 |  | 0
A420.29 | Construction of toilet facilities for workers (include bathrooms and cleaning implements) | nr | 2 |  | 0
A420.30 | Purchase and maintenance of drinking water dispensers | sum | 1 |  | 0
A420.31 | Installation and maintenance of hand washing facilities with soap and water | sum | 1 |  | 0
|  |  |  | Carried to Collection | 0
SOCIAL ACTIVITIES
A420.29 | Work place registered with MoGLSD | sum | 1 |  | 0
A420.30 | Issuance of employment IDs to all the workers | sum | 1 |  | 0
A420.31 | Provision of suggesion box at the camp site | sum | 1 |  | 0
A420.32 | Sexual harrasment policy put in place | sum | 1 |  | 0
A420.33 | Child labour policy put in place and Child abuse awareness (Seminars,Radio spots,Posters) | sum | 1 |  | 0
A420.34 | Compile workers' complaints log | sum | 1 |  | 0
A420.35 | Community compliants register and Gender maintreaming (Seminars,Radio spots,Posters) | sum | 1 |  | 0
A420.36 | Accidents Log and Accident prevention (Radio spots,Posters & Signage) | sum | 1 |  | 0
A420.37 | Toolbox meetings | sum | 1 |  | 0
GENERAL
A420.38 | Monthly progress reports | month | 12 |  | 0
A420.39 | Decommissioning plan | sum | 1 |  | 0
MISCELLANEOUS
RUK G-1.1 | Conduct geotechnical investigation of the faecal sludge treatment plant site to confirm suitability of the ground conditions to support the faecal sludge treatment plant structures and conduct structural analysis of the reinforced concrete faecal sludge treatment plant structures to confirm soundness of the structural design as shall be approved by the Engineer. The Contractor is required to execute this assignment in accordance with the following guiding standards as shall be approved by the Engineer: Geotechnical Investigations Euro code 7:Geotechnical Design Part 1 General Rules: BS EN 1997-1:2004 in association with Euro code 7 -Geotechnical design part 2 Ground investigation and testing: BS EN 1997-2:2007 Structural Designs BS 8110: Part 1, 2 and 3: 1985, Structural use of concrete BS 8002: Code of practice for Earth Retaining Structures BS 8007: Code of Practice for Design of Water Retaining Structures BS 8004: 1986, Code of Practice for Foundations. BS 5950: Part 1: 2000, Structural Steelwork BS 8666: 2000, Scheduling, dimensioning, bending and cutting of steel reinforcement for concrete. Steel: Steel Designers' Manual - 5th Edition | sum | 1 |  | 0
RUK G-1.2 | Supply and installation of permanent labels made of engraved granite on the various installations as directed by the Engineer | nr | 15 |  | 0
RUK G-1.3 | Prepare operation and maintenance manuals as per specifications and to the Engineer's approval | sum | 1 |  | 0
RUK G-1.4 | Prepare ''as-built'' or record drawings as per specifications and to Engineer's approval | sum | 1 |  | 0
|  |  |  | Carried to Collection | 0
COLLECTION
| Collection, Page RUK G-1/1 |  |  |  | 0
| Collection, Page RUK G-1/2 |  |  |  | 0
| Collection, Page RUK G-1/3 |  |  |  | 0
|  |  |  | Carried to Summary | 0

## RUK G-2 DayWrks
INTEGRATED WATER MANAGEMENT AND DEVELOPMENT PROJECT
SANITATION FACILITIES FOR RUKUNGIRI MUNICIPALITY -LOT 3
BILL No. RUK G-2
DESCRIPTION: DAYWORKS
ITEM NO. | ITEM DESCRIPTION | UNIT | QUANTITY | RATE | AMOUNT
|  |  |  | UGX | UGX
DESCRIPTION
Personnel
RUK G-2.1 | Working ganger | hr | 10 |  | 0
RUK G-2.2 | Artisan | hr | 10 |  | 0
RUK G-2.3 | Semi-skilled | hr | 10 |  | 0
RUK G-2.4 | Unskilled | hr | 100 |  | 0
RUK G-2.5 | Driver for light vehicle | hr | 7 |  | 0
RUK G-2.6 | Driver for heavy vehicle | hr | 10 |  | 0
RUK G-2.7 | Operator for heavy equipment | hr | 10 |  | 0
Materials
RUK G-2.8 | Ordinary Portland Cement in 50 kg bags | t | 1 |  | 0
RUK G-2.9 | Coarse aggregate for concrete. | m³ | 1 |  | 0
RUK G-2.10 | Fine aggregate for concrete. | m³ | 0.5 |  | 0
RUK G-2.11 | Water for concrete | lit | 10 |  | 0
RUK G-2.12 | Sand for building | m³ | 0.5 |  | 0
RUK G-2.13 | Sand for plaster | m³ | 0.5 |  | 0
RUK G-2.14 | Bricks for building. | nr | 5000 |  | 0
RUK G-2.15 | Concrete blocks for building, 225 mm for building,150 mm thick | m² | 0.5 |  | 0
RUK G-2.16 | Concrete blocks for building, 150 mm thick. | m² | 0.5 |  | 0
RUK G-2.17 | Hydrated lime for building 150 mm thick. | kg | 1 |  | 0
RUK G-2.18 | Timber, sawn. | m³ | 0.5 |  | 0
RUK G-2.19 | Timber wrot. | m³ | 0.5 |  | 0
High yield steel reinforcement:-
RUK G-2.21 | 8-10 mm dia | kg | 16 |  | 0
High yield steel reinforcement:-
RUK G-2.22 | 12-16 mm dia. | kg | 16 |  | 0
High yield steel reinforcement:-
RUK G-2.23 | 20-25 mm dia. | kg | 2 |  | 0
RUK G-2.24 | Steel reinforcement fabric S reference:A252 | m² | 5 |  | 0
RUK G-2.25 | Hardcore filling | m³ | 2 |  | 0
RUK G-2.26 | Topsoil delivered to site | m³ | 2 |  | 0
CONTRACTOR'S EQUIPMENT
RUK G-2.27 | Road vehicles:Pick-up,1 1/2t. | hr | 5 |  | 0
Road vehicles: Lorries:
RUK G-2.28 | Flat-5t capacity | hr | 4 |  | 0
RUK G-2.29 | Flat-10t capacity | hr | 4 |  | 0
Tipping :
RUK G-2.30 | 5t capacity | hr | 5 |  | 0
RUK G-2.31 | 10t capacity | hr | 5 |  | 0
Water tankers with pump and hoses:
RUK G-2.32 | 5,000L capacity. | hr | 2 |  | 0
Excavation, face shovel or dragline:
RUK G-2.33 | 0.25 m3 bucket. | hr | 5 |  | 0
RUK G-2.34 | 0.5m3 bucket. | hr | 3 |  | 0
RUK G-2.35 | 1.0m3 bucket. | hr | 3 |  | 0
Tractors:
RUK G-2.36 | rubber tyred with trailer, 75 kw. | hr | 0.5 |  | 0
RUK G-2.37 | tracked including bull and angle dozer with ripper:
| (i) 150 kw. | hr | 0.5 |  | 0
| (ii) 200 kw | hr | 0.5 |  | 0
| (iii) 250 kw. | hr | 0.5 |  | 0
|  |  |  | Carried to Collection | 0
Excavation, face shovel or dragline:
RUK G-2.33 | 0.25 m3 bucket. | hr | 5 |  | 0
RUK G-2.34 | 0.5m3 bucket. | hr | 3 |  | 0
RUK G-2.35 | 1.0m3 bucket. | hr | 3 |  | 0
Tractors:
RUK G-2.36 | rubber tyred with trailer, 75 kw. | hr | 0.5 |  | 0
RUK G-2.37 | tracked including bull and angle dozer with ripper:
| (i) 150 kw. | hr | 0.5 |  | 0
| (ii) 200 kw | hr | 0.5 |  | 0
| (iii) 250 kw. | hr | 0.5 |  | 0
Rollers:
RUK G-2.38 | manual, 250 kg | hr | 0.5 |  | 0
RUK G-2.39 | vibratory, self, propelled, 1500 kg. | hr | 0.5 |  | 0
Concrete mixers with weigh batchers and loading hoppers:
RUK G-2.40 | 300 lit capacity. | hr | 6 |  | 0
Concrete vibrator, pneumatic with hoses:
RUK G-2.41 | poker type, 50 mm | hr | 1 |  | 0
Bar bending and shearing machines:
RUK G-2.42 | bending:-
| (1) hand operated. | hr | 0.5 |  | 0
RUK G-2.43 | shearing:-
| (1) hand operated | hr | 0.5 |  | 0
Air compressor, mobile with 5m of hose and steels with:
RUK G-2.44 | 1 breaker. | hr | 10 |  | 0
RUK G-2.45 | 2 breakers. | hr | 10 |  | 0
Mobile electricity generating sets, 240v, 1 ph, 50 Hz:
RUK G-2.46 | 5 kvA | hr | 2 |  | 0
RUK G-2.47 | 10 kvA | hr | 2 |  | 0
|  |  |  | Carried to Collection | 0
COLLECTION
| Collection, Page RUK G-2/1 |  |  |  | 0
| Collection, Page RUK G-2/2 |  |  |  | 0
|  |  |  | Carried to Summary | 0

## RUK G-3 MethdRtdChrgs
INTEGRATED WATER MANAGEMENT AND DEVELOPMENT PROJECT
SANITATION FACILITIES FOR RUKUNGIRI MUNICIPALITY -LOT 3
BILL No. RUK G-3
DESCRIPTION: METHOD RELATED CHARGES
ITEM NO. | ITEM DESCRIPTION | UNIT | QUANTITY | RATE | AMOUNT
|  |  |  | UGX | UGX
METHOD RELATED CHARGES
RUK G-3.1 | Mobilisation on site | sum | 1 |  | 0
RUK G-3.2 | Demobilise on completion of the Works | sum | 1 |  | 0
RUK G-3.3 | Supply and/or erect Contractor's site offices. | sum | 1 |  | 0
RUK G-3.4 | Maintain Contractor's site offices, including all services | months | 10 |  | 0
RUK G-3.5 | Remove Contractor's site offices on completion of the Works | sum | 1 |  | 0
In the following pages, may be entered in accordance with Section 7 of CESMM4. These must distinguish between fixed and time related charges.
Fixed charge items
RUK G-3.6 | Storage sheds and workshop | Sum | 1 |  | 0
Time related charge items
RUK G-3.7 | Supervision | Month | 10 |  | 0
|  |  |  | Carried to Summary | 0

## RUK S-1 Sanitation
INTEGRATED WATER MANAGEMENT AND DEVELOPMENT PROJECT
SANITATION FACILITIES FOR RUKUNGIRI MUNICIPALITY -LOT 3
BILL No. RUK S-1
DESCRIPTION: FEACAL SLUDGE TREATMENT PLANT SITE WORKS
ITEM NO. | ITEM DESCRIPTION | UNIT | QUANTITY | RATE | AMOUNT
|  |  |  | UShs | UShs
Preamble:
The works under this bill are covered under Part 3 of the Particular Specifications. The relevant drawings are the DRAWING NO. MWE/LOT3/RUK/S/0.0.0 series (including references made there-in to other drawings)
DEMOLITION AND SITE CLEARANCE
General Site Clearance
D100 | General site clearance for Works | ha | 1 |  | 0
Trees
D210 | Cut and dispose of trees of tgirth 500 mm-1 m; include removal of stump and backfilling the hole left with top soil | nr | 15 |  | 0
EARTHWORKS
Excavation for Cuttings
Topsoil
E210.1 | Strip top soil, depth not exceeding 0.3m for Feacal Sludge Treatment Plants and stockpile for use as over burden | m³ | 880 |  | 0
Excavation
Excavation for cuttings, including trimming of excavated surfaces inclined at an angle not exceeding 45 degrees to the horizontal and preparation of excavated surfaces
E221.1 | Depth 0.25-2.5m | m³ | 3460 |  | 0
Disposal of Excavated Material
E531 | Disposal of excess excavated material of all type of soil to sites as specified and as directed by the Engineer | m³ | 3690 |  | 0
Filling
Structures
Filling by methods specified and to depths as shown in the drawings with the following materials
E614 | Selected excavated granular material other than topsoil, rock or artificial hard material | m³ | 3460 |  | 0
Embankments
E624 | Filling to embankments of ponds by methods specified and to depths as shown in the drawings with selected excavated material or imported material other than topsoil,rock or artificial hard materialthe following materials | m³ | 8720 |  | 0
ROADS AND PAVINGS
Sub-Bases
R114.1 | Flexible road sub-base of granular material as specified, and stabilised and compacted as specified, of the following thickness: Depth 150-200 mm | m² | 5340 |  | 0
Bases
R114.2 | Flexible road base of granular material as specified, and stabilised and compacted as specified, of the following thickness Depth 150-200 mm | m² | 5340 |  | 0
|  |  |  | Carried to Collection | 0
Walkways
R912 | Concrete paved walkway; include sand bedding, earthworks and edge protection | m² | 200 |  | 0
MISCELLANEOUS WORK
Fences
X135 | 100x100mm Concrete post of C25 concrete and wire galvanised wire chain link fence of gauge 10 to BS 1722, with triple row of barbed wire on top, anchored into blockwork dwarf wall as per drawings, height 2-2.5 m | m | 400 |  | 0
Gates
X235 | Metal field gate to BS 3470 of width 4 m , double leaf | nr | 1 |  | 0
|  |  |  | Carried to Collection | 0
COLLECTION
| Collection, Page RUK S - 1/1 |  |  |  | 0
| Collection, Page RUK S - 1/2 |  |  |  | 0
Carried to Summary |  |  |  |  | 0

## RUK S-2 Sanitation
INTEGRATED WATER MANAGEMENT AND DEVELOPMENT PROJECT
SANITATION FACILITIES FOR RUKUNGIRI MUNICIPALITY -LOT 3
BILL No. RUK S-2
DESCRIPTION: SCREEN, GRIT CHAMBER AND INLET CHANNENLS
ITEM NO. | ITEM DESCRIPTION | UNIT | QUANTITY | RATE | AMOUNT
|  |  |  | UShs | UShs
Preamble:
The works under this bill are covered under Part 3 of the Particular Specifications. The relevant drawings are the DRAWING NO. MWE/LOT3/RUK/S/1.0.0 series (including references made there-in to other drawings)
EARTHWORKS
General Excavation
Ordinary Soil
General excavation, for screen and grit channel, including trimming of excavated surfaces inclined at an angle not exceeding 45 degrees to the horizontal and preparation of excavated surfaces. Depth 0.25-0.5m
E422 | For Grit Chamber | m³ | 6 |  | 0
E423 | For Inlet Channels | m³ | 50 |  | 0
Disposal of Excavated Material
E532 | Disposal of excess excavated material of all type of soil to sites as specified and as directed by the Engineer | m³ | 36 |  | 0
CIVIL AND CONCRETE WORKS AND IN-SITU CHAMBERS
Grit Chamber
IN-SITU CONCRETE
Provision of Concrete
Ordinary Designed Mix Concrete
Grade C15
Designed mix, grade C15 concrete, to BS 5328, with ordinary Portland cement to BS 12, aggregate to BS 882, for the following aggregate sizes
F231 | 10mm aggregate | m³ | 0.24 |  | 0
Grade C25
Designed mix, grade C25 concrete, to BS 5328, with ordinary Portland cement to BS12, aggregate to BS 882, for the following aggregate sizes
F251 | 10mm aggregate | m³ | 3.9 |  | 0
Placing Mass Concrete
Blinding
Placing blinding concrete, for floor slab, grade C15, of the following thickness
F511 | Thickness not exceeding 150mm | m³ | 0.24 |  | 0
Placing Reinforced Concrete
Bases, Footings and Ground Slabs
Placing reinforced concrete, grade C25, for ground slab of the following thickness
F622 | Thickness 150 - 300mm | m³ | 1.5 |  | 0
Walls
Placing reinforced concrete, grade C25, for walls of the following thickness
F642 | Thickness 150 - 300mm | m³ | 3.05 |  | 0
CONCRETE ANCILLARIES
Formwork-Fair Finish
Fair Finish Plane Horizontal
Plane fair finish horizontal formwork of the following width
G213 | Width: 0.2-0.4m | m² | 2.1 |  | 0
Fair Finish Plane Vertical
Plane fair finish vertical formwork of the following width
G243 | Width: 0.2-0.4m | m² | 1.9 |  | 0
G245 | Width exceeding 1.22m | m² | 13.9 |  | 0
Reinforcement
Deformed High Yield Steel Bars
High yield square twisted or ribbed bars to BS4449 and of the following sizes
G524 | Nominal size, 6-16mm | t | 0.34879 |  | 0
|  |  |  | Carried to Collection | 0
Joints
Plastic waterstops of PVC to BS 903 of the following width
G653 | Width 150 - 300mm | m | 8 |  | 0
Concrete Accessories
Finishing of Top Surfaces
Finishing of top surfaces by the following methods
G812 | Class U3 steel trowel finish | m² | 24 |  | 0
Inserts
Pipe inserts projecting from two faces of the concrete and of the following sizes, excluding supply of pipe
G832.1 | 100mm ND | nr | 1 |  | 0
G832.2 | 200mm ND | nr | 2 |  | 0
Inlet Channel
IN-SITU CONCRETE
Provision of Concrete
Ordinary Designed Mix Concrete
Grade C15
Designed mix, grade C15 concrete, to BS 5328, with ordinary Portland cement to BS 12, aggregate to BS 882, for the following aggregate sizes
H 231 | 10mm aggregate | m³ | 0.25 |  | 0
Grade C25
Designed mix, grade C25 concrete, to BS 5328, with ordinary Portland cement to BS12, aggregate to BS 882, for the following aggregate sizes
H251 | 10mm aggregate | m³ | 2.5 |  | 0
Placing Mass Concrete
Blinding
Placing blinding concrete, for floor slab, grade C15, of the following thickness
J511 | Thickness not exceeding 150mm | m³ | 0.26 |  | 0
Placing Reinforced Concrete
Bases, Footings and Ground Slabs
Placing reinforced concrete, grade C25, for ground slab of the following thickness
J622 | Thickness 150mm | m³ | 0.9 |  | 0
Walls
Placing reinforced concrete, grade C25, for walls of the following thickness
J642 | Thickness 150 - 300mm | m³ | 2.5 |  | 0
CONCRETE ANCILLARIES
Formwork-Fair Finish
Fair Finish Plane Horizontal
Plane fair finish horizontal formwork of the following width
J213 | Width: 0.2-0.4m | m² | 1.9 |  | 0
Fair Finish Plane Vertical
Plane fair finish vertical formwork of the following width
J243 | Width: 0.2-0.4m | m² | 2.1 |  | 0
J245 | Width exceeding 1.22m | m² | 13.5 |  | 0
Reinforcement
Deformed High Yield Steel Bars
High yield square twisted or ribbed bars to BS4449 and of the following sizes
J524 | Nominal size, 6-16mm | t | 0.29 |  | 0
|  |  |  | Carried to Collection | 0
Concrete Accessories
Finishing of Top Surfaces
Finishing of top surfaces by the following methods
J812 | Class U3 steel trowel finish | m² | 12.5 |  | 0
Inlet Weir Chambers
In-situ concrete inlet weir chambers as specified, including all necessary pipework and pipe inserts, and of the following depths
K231.1 | Depth not exceeding 1.5m | nr | 1 |  | 0
Outlet Weir Chambers
In-situ concrete Outlet weir chambers as specified, including all necessary pipework and pipe inserts, and of the following depths
K231.2 | Depth not exceeding 1.5m | nr | 1 |  | 0
Handstocks: Hand Operated
J881 | All flanged CI Handstocks to BS 5150 ,flanges to BS 4505, for operation by hand wheel,for the following sizes;include the supply of hand wheel : 200 mm ND | nr | 14 |  | 0
MISCELLANEOUS WORKS
Chequer Plate Flooring
Perforated stainless steel trough to BS 4592, galvanised to BS729, 6mm thick, complete with frames and supports, fixed into a concrete structure, and of the following widths
RUK S-2.1 | Width not exceeding 0.5 m | m² | 0.5 |  | 0
|  |  |  | Carried to Collection | 0
Screens
RUK S-2.2 | Supply and fix coarse screens in galvanized steel ; include guide channel and fixing to the concrete wall | nr | 1 |  | 0
Sieve Basket
RUKS-2.3 | Supply and fix sieve basket in galvanized steel include fixing to the concrete wall | nr | 1 |  | 0
Water Supply
RUK S-2.4 | Provide water supply for screen wash; include stand pipe, hoses, e.t.c | sum | 1 |  | 0
|  |  |  | Carried to Collection | 0
COLLECTION
| Collection, Page RUK S - 1/1 |  |  |  | 0
| Collection, Page RUK S - 2/1 |  |  |  | 0
| Collection, Page RUK S - 3/1 |  |  |  | 0
| Collection, Page RUK S - 4/1 |  |  |  | 0
Carried to Summary |  |  |  |  | 0

## RUK S-3 Sanitation
INTEGRATED WATER MANAGEMENT AND DEVELOPMENT PROJECT
SANITATION FACILITIES FOR RUKUNGIRI MUNICIPALITY -LOT 3
BILL No. RUK S-3
DESCRIPTION: PLANTED DRYING BEDS
ITEM NO. | ITEM DESCRIPTION | UNIT | QUANTITY | RATE | AMOUNT
|  |  |  | UShs | UShs
Preamble:
The works under this bill are covered under Part 3 of the Particular Specifications. The relevant drawings are the DRAWING NO. MWE/LOT3/RUK/S/1.1.0 series (including references made there-in to other drawings)
QUANTITIES FOR ONE PLANTED DRYING BED
EARTHWORKS
Excavation for Cuttings
Ordinary Soil
Excavation for cuttings, for dry bed in material other than topsoil,rock or artificial hard material,commencing surface is the stripped ground level and stockpile for use as core material
E221 | Depth 0.25 to 2.5 m | m³ | 344.85 |  | 0
Rock
Excavation for Cuttings for dry bed in rock, commencing surface is the exposed surface of the rock
E333 | Depth 0.25-2.5m | m³ | 18.15 |  | 0
Excavation Ancillaries
Trimming
Trimming of excavated surfaces for whole structure in the following materials
E512 | Material other than topsoil,rock,or artificial hard material inclined at an angle not exceeding 45 degrees to the horizontal | m² | 41.4015 |  | 0
E513 | Rock surfaces inclined at an angle not exceeding 45 degrees to the horizontal | m² | 5.92 |  | 0
Preparation
Preparation of excavated surfaces for whole structure in the following materials
E522 | Material other than topsoil,rock,or artificial hard material inclined at an angle not exceeding 45 degrees to the horizontal | m² | 64.3856 |  | 0
E523 | Rock surfaces inclined at an angle not exceeding 45 degrees to the horizontal | m² | 5.18 |  | 0
Disposal of Excavated Material
Disposal of excess excavated material to sites as specified and as directed by the Engineer
E532 | Material other than topsoil,rock,or artificial hard material | m³ | 137.94 |  | 0
E533 | Rock | m³ | 7.26 |  | 0
|  |  |  | Carried to Collection | 0
Filling
Embankments
Filling to embankments of dry bed by methods specified and to depths as in drawings with the following materials
E624 | Selected excavated material other than topsoil,rock or artificial hard material | m³ | 19.3158 |  | 0
E625 | Imported specified gravel material other than topsoil or rock | m³ | 6.4092 |  | 0
IN-SITU CONCRETE
Provision of Concrete
Ordinary Designed Mix Concrete
Grade C15
Designed mix, grade C15 concrete, to BS 5328, with ordinary portland cement to BS 12 , aggregate to BS882 , for the following aggregate sizes
F230.1 | 20mm aggregate | m³ | 1.1 |  | 0
Grade C25
Designed mix, grade C25 concrete, to BS 5328, with ordinary portland cement to BS 12 , aggregate to BS882 , for the following aggregate sizes
F230.2 | 20mm aggregate | m³ | 11.01 |  | 0
Placing Mass Concrete
Blinding
Placing blinding concrete , grade C15, of the following thickness
F511.1 | Thickness not exceeding 150mm | m³ | 1.1 |  | 0
Placing Reinforced Concrete
Bases, Footings and Ground Slabs
Placing mas concrete, grade C25, of the of the following thickness
F622 | Thickness 150mm | m³ | 11.01 |  | 0
Placing Reinforced Concrete
Bases, Footings and Ground Slabs
Placing reinforced concrete, grade C25 , of the following thickness
F623 | Thickness not exceeding 150mm | m³ | 0.31 |  | 0
Walls
Placing reinforced concrete, grade C25, for walls of the following thickness
F642 | Thickness not exceeding 150mm | m³ | 1.05 |  | 0
|  |  |  | Carried to Collection | 0
CONCRETE ANCILLARIES
Formwork-Fair Finish
Fair Finish Plane
Plane fair finish horizontal formwork of the following width
G244 | All widths | m² | 10.89 |  | 0
Plane fair finish vertical formwork of the following width
G245 | All widths | m² | 34.57 |  | 0
Reinforcement
High Yield Steel
High yield squire twisted bars to BS4449 and of the following sizes
G523 | Nominal size, 6-16mm | t | 0.81 |  | 0
Finishing of Top Surfaces
Finishing of top surfaces by the following methods
G812 | With steel float finish | m² | 100 |  | 0
PIPEWORK-PIPES
Plastic Drain Pipes
uPVC drain pipes, to BS 5481, with flexible joints to BS 4346 or BS 6209, 200 mm ND, laid in trench to the following depths
I514 | Depth 2-2.5m | m | 10 |  | 0
PIPEWORK - FITTINGS AND VALVES
Plastic Pipe Fittings
Bends
uPVC bends with push-fit joint for use with uPVC pipes, to ISO 2531, all to PN4, and of the following sizes
J412.1 | 200 mm DN all socketed 900 bend | nr | 1 |  | 0
J412.2 | 200 mm DN all socketed 450 bend | nr | 4 |  | 0
Junctions and Branches
All Socketed uPVC Cross tee to BS 4346, and of the following size
J422 | 200/200/200/200 mm ND | nr | 2 |  | 0
|  |  |  | Carried to Collection | 0
Straight Specials
Perforated uPVC drain pipes, to BS 5481, with flexible joints to BS 4346 or BS 6209, 200 mm DN
J482.1 | Length not exceeding 1.0m | nr | 1 |  | 0
J482.2 | Length not exceeding 1.6m | nr | 1 |  | 0
J482.3 | Length not exceeding 2.5m | nr | 1 |  | 0
J482.4 | Length not exceeding 3.3m | nr | 4 |  | 0
uPVC drain pipes, to BS 5481, with flexible joints to BS 4346 or BS 6209, 200 mm DN
J482.5 | Length not exceeding 0.7m | nr | 1 |  | 0
J482.6 | Length not exceeding 3.0m | nr | 1 |  | 0
End caps
uPVC end caps to fit uPVC spigots, to ISO 161 and of the following pipe sizes
J492 | ND 200 mm | nr | 1 |  | 0
PIPEWORK-MANHOLES AND PIPEWORK ANCILLARIES
Manholes
In Situ Concrete Manholes
In situ concrete manhole with reinforced concrete base or footing, include cast in pipe pieces for inlet and outlet as specified, include step irons as specified, include hinged cast iron heavy duty grating manhole cover, size 1.0m by 1.0m clear opening complete, and of the following depths
K133 | Depth 2-2.5m | nr | 1 |  | 0
PIPEWORK-SUPPORTS AND PROTECTION, ANCILLARIES TO LAYING AND EXCAVATION
Extras to Excavation and Backfilling
In Pipe Trenches
Extras to excavation in pipe trenches in the following materials
L111 | In rock | m³ | 0.77 |  | 0
Beds
Pipe bedding, of imported granular material, for the following pipe sizes
L331 | Diameter not exceeding 200 mm ND | m | 14 |  | 0
Surrounds
Pipe surrounds, of imported granular material, for the following pipe sizes
L531 | Diameter not exceeding 200 mm ND | m | 14 |  | 0
|  |  |  | Carried to Collection | 0
WATER PROOFING
Protective Layers and Flexible Sheeting
W422 | Flexible sealing foil 25mm thick, or similar approved, laid to the surface of compacted marrum inclined at an angle not exceeding 60 degrees to the horizontal | m² | 108.16 |  | 0
MISCELLANEOUS WORK
FILTER MEDIA
RUK S-3.1 | Supply and place approved filter media (Sand 0.3-0.75mm) | m³ | 5.8 |  | 0
RUK S-3.2 | Supply and place approved filter support media (Medium Gravel 10-25mm) | m³ | 8.25 |  | 0
RUK S-3.3 | Supply and place approved filter support media (Coarse Gravel 25-50mm) | m³ | 34 |  | 0
RUK S-3.4 | Supply and place / plant approved Phragmytes Australis Shoots (8-10 shoots/m2) | nr | 600 |  | 0
VENT PIPES
200 mm uPVC Vent pipe, complete with plactic mesh attached at end of pipe and including a pipe fastening system to fasten the pipe onto the bed surface
RUK S-3.5 | Length not exceeding 3.5m | nr | 4 |  | 0
OTHER WORKS
RUK S-3.6 | Perforated Drainage Pipe Protection mesh placed around the DN200 perforated pipe for its protection | Sum | 1 |  | 0
RUKS-3.7 | Supply and place approved erosion protection stones grade (20/40mm) | m³ | 2 |  | 0
RUK S-3.8 | Filling bed with water | m³ | 75 |  | 0
|  |  |  | Carried to Collection | 0
LAYING OF EXTERNAL EFFLUENT PIPES
Laying of external effluent pipes from Planted Drying Beds to Constructed Wetlands including trench excavation, pipe bedding, pipe surround, trench backfilling and laying of pipes
L531 | Diameter not exceeding 200 mm ND | m | 11 |  | 0
|  |  |  | Carried to Collection | 0
COLLECTION
| Collection, Page RUK S S-3/1 |  |  |  | 0
| Collection, Page RUK S S-3/2 |  |  |  | 0
| Collection, Page RUK S S-3/3 |  |  |  | 0
| Collection, Page RUK S S-3/4 |  |  |  | 0
| Collection, Page RUK S S-3/5 |  |  |  | 0
| Cost for 1 Planted Drying Bed |  |  |  | 0
| Cost of 4 Planted Drying Beds | nr | 4 | 0 | 0
Carried to Summary |  |  |  |  | 0

## RUK S-4 Sanitation
INTEGRATED WATER MANAGEMENT AND DEVELOPMENT PROJECT
SANITATION FACILITIES FOR RUKUNGIRI MUNICIPALITY -LOT 3
BILL No. RUK S-4
DESCRIPTION: SELF PRIMING CHAMBER
ITEM NO. | ITEM DESCRIPTION | UNIT | QUANTITY | RATE | AMOUNT
|  |  |  | UShs | UShs
Preamble:
The works under this bill are covered under Part 3 of the Particular Specifications. The relevant drawings are the MWE/LOT3/RUK/S/2.0.0 series (including references made there-in to other drawings)
EARTHWORKS
Excavation for foundations
Ordinary Soil
Excavation for foundations, in material other than topsoil, rock or artificial hard material, commencing surface is the stripped ground level
E323 | Depth 0.25-2.5m | m³ | 4.8048 |  | 0
Rock
Excavation for foundations, in rock, commencing surface is the exposed surface of the rock
E333 | Depth 0.25-2.5m | m³ | 0.5 |  | 0
Excavation Ancillaries
Preparation
Preparation of excavated surfaces for whole structure in the following materials
E522 | Material other than topsoil, rock, or artificial hard material inclined at an angle not exceeding 45 degrees to the horizontal | m² | 9.6096 |  | 0
E523 | Rock surfaces inclined at an angle not exceeding 45 degrees to the horizontal | m² | 3.1812 |  | 0
Disposal of Excavated Material
Disposal of excavated material from site to disposal area as directed by the Engineer
E532 | Soil | m³ | 4.8048 |  | 0
E533 | Rock | m³ | 0.5 |  | 0
IN-SITU CONCRETE
Provision of Concrete
Ordinary Designed Mix Concrete
Grade C15
Designed mix, grade C15 concrete, to BS 5328, with ordinary Portland cement to BS 12, aggregate to BS 882, for the following aggregate sizes
F231 | 10mm aggregate | m³ | 0.51 |  | 0
|  |  |  | Carried to Collection | 0
Grade C25
Designed mix, grade C25 concrete, to BS 5328, with ordinary Portland cement to BS12, aggregate to BS 882, for the following aggregate sizes
F251 | 10mm aggregate | m³ | 4.9827 |  | 0
Placing Mass Concrete
Blinding
Placing blinding concrete, for floor slab, grade C15, of the following thickness
F511 | Thickness not exceeding 150mm | m³ | 0.51 |  | 0
Placing Reinforced Concrete
Bases, Footings and Ground Slabs
Placing reinforced concrete, grade C25, for ground slab of the following thickness
F622 | Thickness 150 - 300mm | m³ | 1.8003 |  | 0
Walls
Placing reinforced concrete, grade C25, for walls of the following thickness
F642 | Thickness 150 - 300mm | m³ | 3.1824 |  | 0
CONCRETE ANCILLARIES
Formwork-Fair Finish
Fair Finish Plane Horizontal
Plane fair finish horizontal formwork of the following width
G213 | Width: 0.2-0.4m | m² | 2.34 |  | 0
Fair Finish Plane Vertical
Plane fair finish vertical formwork of the following width
G243 | Width: 0.2-0.4m | m² | 2.2 |  | 0
G245 | Width exceeding 1.22m | m² | 19.968 |  | 0
Reinforcement
Deformed High Yield Steel Bars
High yield square twisted or ribbed bars to BS4449 and of the following sizes
G524 | Nominal size, 6-16mm | t | 0.34879 |  | 0
|  |  |  | Carried to Collection | 0
Joints
Plastic waterstops of PVC to BS 903 of the following width
G653 | Width 150 - 300mm | m | 11 |  | 0
Concrete Accessories
Finishing of Top Surfaces
Finishing of top surfaces by the following methods
G812 | Class U3 steel trowel finish | m² | 24.508 |  | 0
Inserts
Pipe inserts projecting from two faces of the concrete and of the following sizes, excluding supply of pipe
G832.1 | 100mm ND | nr | 1 |  | 0
G832.2 | 200mm ND | nr | 2 |  | 0
PIPEWORK - FITTINGS AND VALVES
Cast or Spun Iron Pipe Fittings
Junctions and Branches
All flanged tee to BS 4346, flanges to BS 4504 ,all to PN4, and of the following sizes
J321 | 100/100 mm ND | nr | 1 |  | 0
Flange Adaptors
Flange adaptor, Maxi Type or similar wide range adaptor to fit pipe spigots, flanges to BS4505, and of the following sizes
J351 | 100 mm ND | nr | 1 |  | 0
Straight Specials
Ductile iron spigot pipe with puddled flange, to BS 4772, flanges to BS 4504, all to PN4, cement mortar lined, and of the following sizes
J381 | 100 mm ND and length not exceeding 1.0 m for vent | nr | 3 |  | 0
Plastic Pipe Fittings
Junctions and Branches
All Socketted uPVC tee to BS4346, and of the following size
J422 | 200/200/200 mm ND | nr | 1 |  | 0
|  |  |  | Carried to Collection | 0
Straight Specials
uPVC drain pipes to BS5481, with flexible joints to BS 4346 or BS 6209, 200 mm DN
J482 | Length not exceeding 0.7m | nr | 1 |  | 0
MISCELLANEOUS METAL WORK
Ladders
Internal galvanised mild steel ladder to BS 4211, galvanised to BS 729, and fixed to the following structures
N130 | Fixed to a reinforced concrete structure | m | 3 |  | 0
Open Grid Flooring
Mild steel open grid flooring to BS 4592, galvanised to BS 729, 6mm thick, complete with frames and supports, fixed into a steel structure, and of the following widths
N180 | Width not exceeding 1.5m | m² | 4.5 |  | 0
MISCELLANEOUS WORKS
Stop and Guide Bar
RUK S-4.1 | Supply and Install Adjustable steel coated stop bar fastening system and OD32mm guide bar inclusive of a ballast, floating mechanism as seen in the drawings | sum | 1 |  | 0
Other Works
RUK S-4.2 | DN100 Flexible pipe not exceeding 0.5m connected to float system | sum | 1 |  | 0
|  |  |  | Carried to Collection | 0
COLLECTION
| Collection, Page RUK S-4/1 |  |  |  | 0
| Collection, Page RUK S-4/2 |  |  |  | 0
| Collection, Page RUKS-4/3 |  |  |  | 0
| Collection, Page RUK S-4/4 |  |  |  | 0
|  |  |  | Carried to Summary | 0

## RUK S-5 Sanitation
INTEGRATED WATER MANAGEMENT AND DEVELOPMENT PROJECT
SANITATION FACILITIES FOR RUKUNGIRI MUNICIPALITY -LOT 3
BILL No. RUK S-5
DESCRIPTION: CONSTRUCTED WETLANDS
ITEM NO. | ITEM DESCRIPTION | UNIT | QUANTITY | RATE | AMOUNT
|  |  |  | UShs | UShs
The works under this bill are covered under Part 3 of the Particular Specifications. The relevant drawings are the DRAWING NO. MWE/LOT3/RUK/S/2.1.0 series (including references made there-in to other drawings)
QUANTITIES FOR ONE CONSTRUCTED WETLAND
EARTHWORKS
Excavation for Cuttings
Ordinary Soil
Excavation for cuttings, for dry bed in material other than topsoil,rock or artificial hard material,commencing surface is the stripped ground level
E221 | Depth 0.25 to 1.5 m | m³ | 153.9 |  | 0
Rock
Excavation for Cuttings for dry bed in rock, commencing surface is the exposed surface of the rock
E332 | Depth 0.25-1.5m | m³ | 8.1 |  | 0
Excavation Ancillaries
Trimming
Trimming of excavated surfaces for whole structure in the following materials
E512 | Material other than topsoil,rock,or artificial hard material inclined at an angle not exceeding 45 degrees to the horizontal | m² | 68.121 |  | 0
E513 | Rock surfaces inclined at an angle not exceeding 45 degrees to the horizontal | m² | 7.569 |  | 0
Preparation
Preparation of excavated surfaces for whole structure in the following materials
E522 | Material other than topsoil,rock,or artificial hard material inclined at an angle not exceeding 45 degrees to the horizontal | m² | 62.64 |  | 0
E523 | Rock surfaces inclined at an angle not exceeding 45 degrees to the horizontal | m² | 6.96 |  | 0
Disposal of Excavated Material
Disposal of excess excavated material to sites as specified and as directed by the Engineer
E532 | Material other than topsoil,rock,or artificial hard material | m³ | 61.56 |  | 0
E533 | Rock | m³ | 3.24 |  | 0
Filling
Embankments
Filling to embankments of dry bed by methods specified and to depths as in drawings with the following materials
E624 | Selected excavated material other than topsoil,rock or artificial hard material | m³ | 17.1804 |  | 0
E625 | Imported specified gravel material other than topsoil or rock | m³ | 4.026 |  | 0
IN-SITU CONCRETE
Provision of Concrete
Ordinary Designed Mix Concrete
Grade C15
Designed mix,grade C15 concrete, to BS 5328, with ordinary portland cement to BS12, aggregate to BS882 , for the following aggregate sizes
F233 | 20mm aggregate | m³ | 3.7845 |  | 0
Grade C25
Designed mix,grade C25 concrete, to BS 5328, with ordinary portland cement to BS 12 , aggregate to BS882 , for the following aggregate sizes
F253 | 20mm aggregate | m³ | 7.569 |  | 0
Placing Mass Concrete
Blinding
Placing blinding concrete, grade C15, of the following thickness
F511 | Thickness not exceeding 150mm | m³ | 3.7845 |  | 0
Bases, Footings and Ground Slabs
Placing mass concrete, grade C25, of the following thickness
F521 | Thickness not exceeding 150mm | m³ | 7.569 |  | 0
Placing Reinforced Concrete
Bases, Footings and Ground Slabs
Placing reinforced concrete, grade C25 , of the following thickness
F621 | Thickness not exceeding 150mm | m³ | 0.98 |  | 0
|  |  |  | Carried to Collection | 0
CONCRETE ANCILLARIES
Formwork-Fair Finish
Fair Finish Plane Verticle
Plane fair finish vertical formwork of the following width
G245 | All widths | m² | 17.56 |  | 0
Reinforcement
High Yield Steel
High yield squire twisted bars to BS4449 and of the following sizes
G523 | Nominal size, 6-16mm | t | 0.52983 |  | 0
Finishing of Top Surfaces
Finishing of top surfaces by the following methods
G812 | With steel float finish | m² | 75.69 |  | 0
PIPEWORK-PIPES
Plastic Drain Pipes
uPVC drain pipes, to BS 5481, with flexible joints to BS 4346 or BS 6209, 200 mm ND, laid NOT in trench to the following depths
I511 | On ground and Supported with steel section | m | 5 |  | 0
uPVC drain pipes, to BS5481 with flexible joints to BS4346 or BS6209, 200 ND, laid in trench to the following depths
I514 | Depth not exceeding 1.5m | m | 9 |  | 0
PIPEWORK - FITTINGS AND VALVES
Plastic Pipe Fittings
Bends
uPVC bends with push-fit joint for use with uPVC pipes, to ISO 2531, all to PN4, and of the following sizes
J412.1 | 200 mm DN all socketed 900 bend | nr | 1 |  | 0
J412.2 | 200 mm DN all socketed 450 bend | nr | 4 |  | 0
Junctions and Branches
All Socketed uPVC Cross tee to BS 4346, and of the following size
J422 | 200/200/200/200 mm ND | nr | 2 |  | 0
|  |  |  | Carried to Collection | 0
Straight Specials
Perforated uPVC drain pipes, to BS 5481, with flexible joints to BS 4346 or BS 6209, 200 mm DN
J482.1 | Length not exceeding 1.0m | nr | 1 |  | 0
J482.2 | Length not exceeding 1.8m | nr | 1 |  | 0
J482.3 | Length not exceeding 2.0m | nr | 1 |  | 0
J482.4 | Length not exceeding 3.0m | nr | 4 |  | 0
uPVC drain pipes, to BS 5481, with flexible joints to BS 4346 or BS 6209, 200 mm DN
J482.5 | Length not exceeding 0.4m | nr | 1 |  | 0
J482.6 | Length not exceeding 1.8m | nr | 1 |  | 0
End caps
uPVC end caps to fit uPVC spigots, to ISO 161 and of the following pipe sizes
J492 | ND 200 mm | nr | 1 |  | 0
PIPEWORK-MANHOLES AND PIPEWORK ANCILLARIES
Manholes
In Situ Concrete Manholes
In situ concrete manhole with reinforced concrete base or footing, include cast in pipe pieces for inlet and outlet as specified, include step irons as specified, include hinged cast iron heavy duty grating manhole cover, size 1.0m by 1.0m clear opening complete, and of the following depths
K131 | Depth not exceeding 1.5m | nr | 1 |  | 0
PIPEWORK-SUPPORTS AND PROTECTION, ANCILLARIES TO LAYING AND EXCAVATION
Extras to Excavation and Backfilling
In Pipe Trenches
Extras to excavation in pipe trenches in the following materials
L111 | In rock | m³ | 0.715 |  | 0
Beds
Pipe bedding, of imported granular material, for the following pipe sizes
L331 | Diameter not exceeding 200 mm ND | m | 13 |  | 0
Surrounds
Pipe surrounds, of imported granular material, for the following pipe sizes
L531 | Diameter not exceeding 200 mm ND | m | 13 |  | 0
|  |  |  | Carried to Collection | 0
WATER PROOFING
Protective Layers and Flexible Sheeting
W422 | Flexible sealing foil 25mm thick, or similar approved, laid to the surface of compacted marrum inclined at an angle not exceeding 60 degrees to the horizontal | m² | 55.5 |  | 0
MISCELLANEOUS WORK
Filter Media
RUK S-4.1 | Supply and place approved filter media (Sand 0.3-1.5mm) | m³ | 3.5 |  | 0
RUK S-4.2 | Supply and place approved filter support media (Medium Gravel 3-20mm) | m³ | 4.5 |  | 0
RUK S-4.3 | Supply and place approved filter support media (Coarse Gravel 20-60mm) | m³ | 16 |  | 0
RUK S-4.4 | Supply and place / plant approved Phragmytes Australis Shoots (8-10 shoots/m2) | nr | 330 |  | 0
Vent Pipes
200 mm uPVC Vent pipe, complete with plactic mesh attached at end of pipe and including a pipe fastening system to fasten the pipe onto the bed surface
RUK S-4.5 | Length not exceeding 2.5m | nr | 4 |  | 0
Other Works
RUK S-4.6 | Perforated Drainage Pipe Protection mesh placed around the DN200 perforated pipe for its protection | Sum | 1 |  | 0
RUK S-4.7 | Supply and place pipe support system including 500x500 mm erosion protection stone plate as in the drawing | Sum | 1 |  | 0
RUK S-4.8 | Supply,place and set to work steel plate as in the drawing | Sum | 1 |  | 0
RUK S-4.9 | Filling bed with water | m³ | 168.75 |  | 0
0
EXTERNAL PIPEWORK-MANHOLES AND PIPEWORK ANCILLARIES
Manholes
In situ concrete manhole with reinforced concrete base or footing, include cast in pipe pieces for inlet and outlet as specified, include step irons as specified, include hinged cast iron heavy duty grating manhole cover, size 1.0m by 1.0m clear opening complete, and of the following depths
K131 | Depth not exceeding 1.5m | nr | 2 |  | 0
LAYING OF EXTERNAL EFFLUENT PIPES
Laying of external effluent pipes fro m Constructed Wetlands to Horzontal Rock Filters including trench excavation, pipe bedding,pipe surround, trench backfilling and laying of pipes, depths not exceeding 1.50 m
L531 | Diameter not exceeding 200 mm ND | m | 17.5 |  | 0
|  |  |  | Carried to Collection | 0
COLLECTION
| Collection, Page RUK S-5/1 |  |  |  | 0
| Collection, Page RUK-5/2 |  |  |  | 0
| Collection, Page RUK S-5/3 |  |  |  | 0
| Collection, Page RUK S-5/4 |  |  |  | 0
| Collection, Page RUK S-5/5 |  |  |  | 0
| Cost for 1 Constructed Wetland |  |  |  | 0
| Cost for 2 Constructed Wetlands | nr | 2 | 0 | 0
Carried to Summary |  |  |  |  | 0

## RUK S-6 Sanitation
INTEGRATED WATER MANAGEMENT AND DEVELOPMENT PROJECT
SANITATION FACILITIES FOR RUKUNGIRI MUNICIPALITY -LOT 3
BILL No. RUK S-6
DESCRIPTION: HORIZONTAL ROCK FILTER AND DISCHARGE PIPE TO OUTFALL
ITEM NO. | ITEM DESCRIPTION | UNIT | QUANTITY | RATE | AMOUNT
|  |  |  | UShs | UShs
The works under this bill are covered under Part 3 of the Particular Specifications. The relevant drawings are the DRAWING NO. MWE/LOT3/RUK/S/3.1.0 series (including references made there-in to other drawings)
QUANTITIES FOR ONE HORIZONTAL ROCK FILTER
EARTHWORKS
Excavation for Cuttings
Ordinary Soil
Excavation for cuttings, for dry bed in material other than topsoil,rock or artificial hard material,commencing surface is the stripped ground level
E221 | Depth 0.25 to 1.5 m | m³ | 67.5 |  | 0
Rock
Excavation for Cuttings for dry bed in rock, commencing surface is the exposed surface of the rock
E332 | Depth 0.25-1.5m | m³ | 7.5 |  | 0
Excavation Ancillaries
Trimming
Trimming of excavated surfaces for whole structure in the following materials
E512 | Material other than topsoil,rock,or artificial hard material inclined at an angle not exceeding 45 degrees to the horizontal | m² | 50.4 |  | 0
E513 | Rock surfaces inclined at an angle not exceeding 45 degrees to the horizontal | m² | 5.6 |  | 0
Preparation
Preparation of excavated surfaces for whole structure in the following materials
E522 | Material other than topsoil,rock,or artificial hard material inclined at an angle not exceeding 45 degrees to the horizontal | m² | 50.4 |  | 0
E523 | Rock surfaces inclined at an angle not exceeding 45 degrees to the horizontal | m² | 5.6 |  | 0
Disposal of Excavated Material
Disposal of excess excavated material to sites as specified and as directed by the Engineer
E532 | Material other than topsoil,rock,or artificial hard material | m³ | 27 |  | 0
E533 | Rock | m³ | 3 |  | 0
|  |  |  | Carried to Collection | 0
Filling
Embankments
Filling to embankments of dry bed by methods specified and to depths as in drawings with the following materials
E624 | Selected excavated material other than topsoil,rock or artificial hard material | m³ | 11.312 |  | 0
E625 | Imported specified gravel material other than topsoil or rock | m³ | 3.936 |  | 0
IN-SITU CONCRETE
Provision of Concrete
Ordinary Designed Mix Concrete
Grade C15
Designed mix,grade C15 concrete, to BS 5328, with ordinary portland cement to BS12, aggregate to BS882 , for the following aggregate sizes
F233 | 20mm aggregate | m³ | 2 |  | 0
Grade C25
Designed mix,grade C25 concrete, to BS 5328, with ordinary portland cement to BS 12 , aggregate to BS882 , for the following aggregate sizes
F253 | 20mm aggregate | m³ | 4 |  | 0
Placing Mass Concrete
Blinding
Placing blinding concrete, grade C15, of the following thickness
F511 | Thickness not exceeding 150mm | m³ | 2 |  | 0
Bases, Footings and Ground Slabs
Placing mass concrete, grade C25, of the following thickness
F521 | Thickness not exceeding 150mm | m³ | 4 |  | 0
Placing Reinforced Concrete
Bases, Footings and Ground Slabs
Placing reinforced concrete, grade C25 , of the following thickness
F621 | Thickness not exceeding 150mm | m³ | 0.68 |  | 0
|  |  |  | Carried to Collection | 0
CONCRETE ANCILLARIES
Formwork-Fair Finish
Fair Finish Plane Verticle
Plane fair finish vertical formwork of the following width
G245 | All widths | m² | 13.97 |  | 0
Reinforcement
High Yield Steel
High yield squire twisted bars to BS4449 and of the following sizes
G523 | Nominal size, 6-16mm | t | 0.28 |  | 0
Finishing of Top Surfaces
Finishing of top surfaces by the following methods
G812 | With steel float finish | m² | 36.915 |  | 0
PIPEWORK-PIPES
Plastic Drain Pipes
uPVC drain pipes, to BS5481 with flexible joints to BS4346 or BS6209, 200 ND, laid in trench to the following depths
I514 | Depth not exceeding 1.5m | m | 4 |  | 0
PIPEWORK - FITTINGS AND VALVES
Plastic Pipe Fittings
Bends
uPVC bends with push-fit joint for use with uPVC pipes, to ISO 2531, all to PN4, and of the following sizes
J412 | 200 mm DN all socketed 900 bend | nr | 2 |  | 0
Junctions and Branches
All Socketed uPVC tee to BS4346, of the following size
J422 | 200/200/200 mm ND | nr | 3 |  | 0
Straight Specials
Perforated uPVC drain pipes, to BS 5481, with flexible joints to BS 4346 or BS 6209, 200 mm DN
J482.1 | Length not exceeding 0.4m | nr | 2 |  | 0
J482.2 | Length not exceeding 0.6m | nr | 2 |  | 0
J482.3 | Length not exceeding 1.2m | nr | 2 |  | 0
J482.4 | Length not exceeding 1.5m | nr | 1 |  | 0
|  |  |  | Carried to Collection | 0
uPVC drain pipes, to BS 5481, with flexible joints to BS 4346 or BS 6209, 200 mm DN
J482.5 | Length not exceeding 0.6m | nr | 1 |  | 0
J482.6 | Length not exceeding 2.5m | nr | 1 |  | 0
End caps
uPVC end caps to fit uPVC spigots, to ISO 161 and of the following pipe sizes
J492 | ND 200 mm | nr | 5 |  | 0
PIPEWORK-MANHOLES AND PIPEWORK ANCILLARIES
Manholes
In Situ Concrete Manholes
In situ concrete manhole with reinforced concrete base or footing, include cast in pipe pieces for inlet and outlet as specified, include step irons as specified, include hinged cast iron heavy duty grating manhole cover, size 1.0m by 1.0m clear opening complete, and of the following depths
K131 | Depth not exceeding 1.5m | nr | 1 |  | 0
PIPEWORK-SUPPORTS AND PROTECTION, ANCILLARIES TO LAYING AND EXCAVATION
Extras to Excavation and Backfilling
In Pipe Trenches
Extras to excavation in pipe trenches in the following materials
L111 | In rock | m³ | 0.44 |  | 0
Beds
Pipe bedding, of imported granular material, for the following pipe sizes
L331 | Diameter not exceeding 200 mm ND | m | 8 |  | 0
Surrounds
Pipe surrounds, of imported granular material, for the following pipe sizes
L531 | Diameter not exceeding 200 mm ND | m | 8 |  | 0
WATER PROOFING
Protective Layers
Flexible Sheeting
Flexible sealing foil 25mm thick, or similar approved, laid to the surface of compacted marrum
W422 | Surfaces of compacted marrum inclined at an angle not exceeding 60 degrees to the horizontal | m² | 36.915 |  | 0
Outfall structure
Construction of outfall structure for treated effluent discharge pipe at the water course of reinforced concrete including earthworks, concrete works, formworks, headwalls, all fittings and pipework, protection works, backfilling, etc.necessary to complete installation and structure
K231.2 | Depth not exceeding 1.5m | nr | 1 |  | 0
LAYING OF EXTERNAL EFFLUENT PIPES
Laying of external effluent pipes fro m Horizontal Rock Filter to Outfal structure including trench excavation, pipe bedding,pipe surround, trench backfilling and laying of pipes, depths not exceeding 1.50 m
L531 | Diameter not exceeding 200 mm ND | m | 62.5 |  | 0
|  |  |  | Carried to Collection | 0
MISCELLANEOUS WORKS
RUK S-6.1 | Supply and place approved soft weathering stones (Gravel 75-150mm) | m³ | 30.69 |  | 0
RUK S-6.2 | Supply and place approved soft weathering stones (Gravel 100-200mm) | m³ | 4.185 |  | 0
RUK S-6.3 | Supply and place 50mm wire mesh as in the drawings | m² | 6.27 |  | 0
|  |  |  | Carried to Collection | 0
COLLECTION
| Collection, Page RUK S-6/1 |  |  |  | 0
| Collection, Page RUK S-6/2 |  |  |  | 0
| Collection, Page RUK S-6/3 |  |  |  | 0
| Collection, Page RUK S-6/4 |  |  |  | 0
| Collection, Page RUK S-6/5 |  |  |  | 0
| Cost for 1 Horizontal Rock Filter |  |  |  | 0
| Cost for 2 Horizontal Rock Filters | nr | 2 | 0 | 0
Carried to Summary |  |  |  |  | 0

## RUK S-7 Sanitation
INTEGRATED WATER MANAGEMENT AND DEVELOPMENT PROJECT
SANITATION FACILITIES FOR RUKUNGIRI MUNICIPALITY -LOT 3
BILL No. RUK S-7
DESCRIPTION: FACILITY WAREHOUSE
ITEM NO. | ITEM DESCRIPTION | UNIT | QUANTITY | RATE | AMOUNT
|  |  |  | Ushs | Ushs
Preamble:
The works under this bill are covered under Part 3 of the Particular Specifications. The relevant drawings are the DRAWING NO. MWE/LOT3/RUK/S/4.0.0 series (including references made there-in to other drawings)
DEMOLITION AND SITE CLEARANCE
General Site Clearance
D100 | General site clearance for office premises | ha | 0.004 |  | 0
Trees
Cut and dispose of trees of the following girths; include removal of stump and backfilling the hole left with top soil
D210 | Girth 500 mm-1 m | nr | 1 |  | 0
D220 | Girth 1-2 m | nr | 1 |  | 0
EARTHWORKS
Excavation for foundations
Topsoil
E310 | Strip top soil, depth not exceeding 0.15 m for site | m³ | 3.6 |  | 0
Ordinary Soil
Excavation for foundations, in material other than topsoil, rock or artificial hard material, commencing surface is the stripped ground level
E322 | Depth 0.5 - 1.0 m | m³ | 7.56 |  | 0
Rock
Excavation for foundations, in material other than topsoil, rock or artificial hard material, commencing surface is the stripped ground level
E332 | Depth 0.25-0.5m | m³ | 0.84 |  | 0
General Excavation
Ordinary Soil
General excavation, for ground floor, in material other than topsoil, rock or artificial hard material, commencing surface is the stripped ground level
E424 | Depth not exceeding 0.25m | m³ | 8 |  | 0
|  |  |  | Carried to Collection | 0
Excavation Ancillaries
Preparation
Preparation of excavated surfaces in the following materials
E522 | Material other than topsoil, rock, or artificial hard material inclined at an angle not exceeding 45 degrees to the horizontal | m² | 40 |  | 0
E523 | Rock surfaces inclined at an angle not exceeding 45 degrees to the horizontal | m² | 4 |  | 0
Disposal of Excavated Material
Disposal of excavated material to sites as specified and as directed by the Engineer
E532 | Material other than topsoil, rock, or artificial hard material | m³ | 3.78 |  | 0
E533 | Rock | m³ | 0.42 |  | 0
Filling
Structures
Filling by methods specified and to depths as shown in the drawings with the following materials
E614 | Selected excavated material other than topsoil, rock or artificial hard material | m³ | 3.78 |  | 0
E617 | Imported rock of size and grading as specified | m³ | 0.42 |  | 0
Filling Ancillaries
Trimming of Filled Surfaces
Trimming of surfaces filled with material other than topsoil, rock or artificial hard material, for the following types of work surfaces
E712 | Surfaces inclined at an angle not exceeding 45 degrees to the horizontal | m² | 40 |  | 0
Trimming of surfaces filled with rock, for the following types of work surfaces
E713 | Surfaces inclined at an angle not exceeding 45 degrees to the horizontal | m² | 4 |  | 0
|  |  |  | Carried to Collection | 0
IN-SITU CONCRETE
Provision of Concrete
Ordinary Designed Mix Concrete
Grade C15
Designed mix, grade C15 concrete, to BS 5328, with ordinary Portland cement to BS 12, aggregate to BS 882, for the following aggregate sizes
F231 | 10 mm aggregate | m³ | 0.42 |  | 0
Grade C25
Designed mix, grade C25 concrete, to BS 5328, with ordinary Portland cement to BS 12, aggregate to BS 882, for the following aggregate sizes
F251 | 10 mm aggregate | m³ | 4.92 |  | 0
Placing Mass Concrete
Blinding
Placing blinding concrete, grade C15, of the following thickness
F511 | Thickness not exceeding 150mm | m³ | 0.42 |  | 0
Placing Reinforced Concrete
Bases, Footings and Ground Slabs
Placing reinforced concrete, grade C25, for ground slab of the following thickness
F622 | Thickness 150-300mm | m³ | 2.4 |  | 0
Beams
Placing reinforced concrete, grade C25, for ring beam
F662 | Cross-sectional area 0.03-0.1m2 | m³ | 2.52 |  | 0
CONCRETE ANCILLARIES
Formwork-Fair Finish
Fair Finish Plane Horizontal
Plane fair finish vertical formwork of the following width
G213 | Width 0.2 - 0.4m | m² | 4.1 |  | 0
|  |  |  | Carried to Collection | 0
Fair Finish Plane Vertical
Plane fair finish vertical formwork of the following width
G241 | Width not exceeding 0.1m | m² | 4 |  | 0
G243 | Width 0.2 - 0.4m | m² | 18 |  | 0
Reinforcement
High Yield Steel
High yield square twisted bars to BS 4449 and of the following sizes
G524 | Nominal size, not exceeding 12 mm | t | 0.1764 |  | 0
Steel Fabric
High steel fabric reinforcement to BS 4483, fabric reference A252, and of the following mass
G563 | Nominal mass 3-4 kg/m² | m² | 24 |  | 0
BRICKWORK, BLOCKWORK, AND MASONRY
Dense Concrete Blockwork
Dense concrete blockwork to BS 7263, jointed with ordinary 1:5 cement mortar, and of the following thicknesses
U523 | 230 mm thick | m² | 84 |  | 0
Damp proof course of bitumen impregnated fabric to BS 6398 for the following wall thickness
U583 | 230 mm thick | m | 22 |  | 0
PAINTING
High Gloss
Timber Surfaces
External quality high gloss oil paint, two coats, to the following timber surfaces; include surface preparation and undercoat
V321 | Upper surfaces of fascia board inclined at an angle not exceeding 30 degrees to the horizontal | m² | 5 |  | 0
Smooth Concrete Surfaces
External quality high gloss oil paint, two coats, to the following smooth concrete surfaces; include surface preparation as specified
V333.1 | Surfaces of walls inclined at an angle exceeding 60 degrees to the horizontal | m² | 66 |  | 0
|  |  |  | Carried to Collection | 0
Internal quality high gloss oil paint, two coats, to the following smooth concrete surfaces; include surface preparation as specified
V333.2 | Surfaces of walls inclined at an angle exceeding 60 degrees to the horizontal | m² | 102 |  | 0
Emulsion Paint
Smooth Concrete Surfaces
External quality emulsion paint, under coat & two overcoats, to the following smooth concrete surfaces, include surface preparation as specified
V533.1 | Surfaces of walls inclined at an angle exceeding 60 degrees to the horizontal | m² | 8.64 |  | 0
Internal quality emulsion paint, under coat & two overcoats, to the following smooth concrete surfaces, include surface preparation as specified
V533.2 | Surfaces of walls inclined at an angle exceeding 60 degrees to the horizontal | m² | 30 |  | 0
V534 | Soffit surfaces inclined at an angle not exceeding 30 degrees to the horizontal | m² | 4.1 |  | 0
WATER PROOFING
Damp Proofing
Rendering
W153 | Surfaces to walls inclined at an angle exceeding 60 degrees to the horizontal in ordinary cement mortar | m² | 168 |  | 0
Flexible Sheeting
Flexible polyethylene sheeting, gauge 1000, or similar approved, laid to the surface of blinding concrete or sand blinded hardcore fill
W421 | Surfaces of blinding hardcore inclined at an angle not exceeding 30 degrees to the horizontal | m² | 48 |  | 0
Protective Layers
Sand and Cement Screed
W441 | Surfaces of floors inclined at an angle not exceeding 30 degrees to the horizontal and average thickness of 25 mm | m² | 45 |  | 0
|  |  |  | Carried to Collection | 0
MISCELLANEOUS WORKS
RUK S-7.1 | Construct roofing, complete as in the drawings and as specified; include tie beams, purlins, rafters, struts, wall plate, facia board and all roofing timber, gauge 24 prepainted GCI sheeting and ridges | m2 | 36 |  | 0
RUKS-7.2 | Supply and fix steel frame glazed window, 1.5 m by 1.2 m clear opening; include frame, glazing, all iron mongery, varnishing | nr | 2 |  | 0
RUK S-7.3 | Supply and fix steel frame glazed top hung window, 0.6 m by 0.6 m clear opening; include frame, glazing, all iron mongery, varnishing | nr | 1 |  | 0
RUK S-7.4 | Supply and fix steel frame glazed top hung window, 0.8 m by 0.6 m clear opening; include frame, glazing, all iron mongery, varnishing | nr | 1 |  | 0
RUK S-7.5 | Supply and fix single leaf hardwood flush door, size 2.1m by 0.9m; include frame, all ironmongery, varnishing and locking arrangements | nr | 3 |  | 0
RUK S-7.6 | Building finishes including splash apron, burglar proofing windows, etc to the specifications and as directed by the Engineer | Sum | 1 |  | 0
RUK S-7.7 | Provide materials and construct septic tank, soak pit, all connecting manholes, drain pipes and fittings as specified in the drawings | Sum | 1 |  | 0
RUKS-7.8 | Site works including storm water drainage, fencing, entrance gate, guard's shed, drive way, parking yard, sign post, lighting, water supply and landscaping as directed by the Engineer | Sum | 1 |  | 0
|  |  |  | Carried to Collection | 0
COLLECTION
| Collection, Page RUK S-7/1 |  |  |  | 0
| Collection, Page RUK S-7/2 |  |  |  | 0
| Collection, Page RUK S-7/3 |  |  |  | 0
| Collection, Page RUKI S-7/4 |  |  |  | 0
| Collection, Page RUK S-7/5 |  |  |  | 0
| Collection, Page RUK S-7/6 |  |  |  | 0
|  |  |  | Carried to Summary | 0

## RUK S-8 Sanitation
INTEGRATED WATER MANAGEMENT AND DEVELOPMENT PROJECT
SANITATION FACILITIES FOR RUKUNGIRI MUNICIPALITY -LOT 3
BILL No. RUK S-8
DESCRIPTION: PROCUREMENT OF EQUIPMENT
ITEM NO. | ITEM DESCRIPTION | UNIT | QUANTITY | RATE | AMOUNT
|  |  |  | UShs | UShs
Preamble:
The works under this bill are covered under Part 3 of the Particular Specifications.
PROCUREMENT OF TOOLS AND EQUIPMENT
1 | PROTECTIVE CLOTHING FOR FSMF STAFF
1.1 | Protective overalls | No. | 4 |  | 0
1.2 | Sewer man trousers, made of special web, coated on both sides, wear-resistant, resistant to oils, greases and diluted acids, with attached PVC boots and waterproof seams | No. | 4 |  | 0
1.3 | Yellow / orange protective jacket fully seamless in the shoulder and back area, vent eyes under the arms, covered bottom row, turnover collar with straps, knitted sleeve end, two sewn-on side pockets with flaps | No. | 4 |  | 0
1.4 | Pair of rubber boots for sewer man 90 cm high with eye on top | No. | 4 |  | 0
0
1.5 | Pair of protective gloves made of synthetic material, resistant to mineral oils and greases, acids, alkaline and aggressive chemicals. Length 350 mm | No. | 4 |  | 0
2 | MISCELLANEOUS TOOLS
0
2.1 | Shovels, complete with good wooden handle | No. | 3 |  | 0
2.2 | Contractor's pick axes with point and chisel steel end, length 800 mm, complete with good wooden handles | No. | 3 |  | 0
2.3 | Steel hoes, blade width 200 mm, 1.5 kg, complete with good wooden handles | No. | 3 |  | 0
0
2.4 | Seamless pressed tray wheelbarrows, steel frames, with pneumatic wheels, 80 litres | No. | 3 |  | 0
2.5 | Steel Slashers | No. | 3 |  | 0
0
2.6 | Steel rakes complete, with good wooden handles | No. | 3 |  | 0
0
2.7 | Steel forks, complete with good wooden handles | No. | 3 |  | 0
0
|  |  |  | Carried to Collection | 0
COLLECTION
| Collection, Page RUK S-8/1 |  |  |  | 0
|  | Carried to Summary |  |  | 0

## RUK S-9 Sanitation
INTEGRATED WATER MANAGEMENT AND DEVELOPMENT PROJECT
SANITATION FACILITIES FOR RUKUNGIRI MUNICIPALITY -LOT 3
BILL No. KOB S-9
DESCRIPTION: 13 STANCE WATERBORNE PUBLIC TOILETS AT KEBISONI & NYAMAYENJE MARKET
ITEM NO. | ITEM DESCRIPTION | UNIT | QUANTITY | RATE | AMOUNT
|  |  |  | UShs | UShs
Preamble:
The works under this bill are covered under Part 3 of the Particular Specifications. The relevant drawings are the DRAWING NO. MWE/LOT3/RUK/S/5.0.0 - 5.0.4 series (including references made there-in to other drawings)
DEMOLITION AND SITE CLEARANCE
General Site Clearance
D100 | General site clearance for toilet | ha | 0.022 |  | 0
Trees
Cut and dispose of trees of the following girth; include removal of stump and backfilling the hole left with top soil
D210 | Girth 500 mm-1 m | nr | 1 |  | 0
Stumps
Remove and dispose of stumps of the following diameter; include for grabbing up the roots and backfilling the hole left with top soil
D310 | Diameter 150-500 mm | nr | 1 |  | 0
EARTHWORKS
Excavation for foundations
Topsoil
E310 | Strip top soil, depth not exceeding 0.15 for toilet foundation | m³ | 33 |  | 0
Ordinary Soil
Excavation for foundations in material other than topsoil,rock or artificial hard material, commencing surface is the formation level
E322 | Depth not exceeding 0.5m | m³ | 2 |  | 0
E323 | Depth 0.5 - 1 m | m³ | 27 |  | 0
E324 | Depth 1 - 2 m | m³ | 35 |  | 0
Rock
Excavation for foundations in rock,commencing surface is the exposed surface of the rock
E333 | Depth 0.5-1m | m³ | 1 |  | 0
E334 | Depth 1 - 2 m | m³ | 1 |  | 0
Excavation Ancillaries
Trimming
Trimming of excavated surfaces for whole structure in the following materials
E512 | Material other than topsoil,rock,or artificial hard material inclined at an angle not exceeding 45 degrees to the horizontal | m² | 86 |  | 0
E513 | Rock surfaces inclined at an angle not exceeding 45 degrees to the horizontal | m² | 6.5 |  | 0
0
Preparation
Preparation of excavated surfaces for whole structure in the following materials
E522 | Material other than topsoil,rock,or artificial hard material inclined at an angle not exceeding 45 degrees to the horizontal | m² | 149 |  | 0
E523 | Rock surfaces inclined at an angle not exceeding 45 degrees to the horizontal | m² | 6 |  | 0
Disposal of Excavated Material
Disposal of excavated material to approved sites as directed by the Engineer
E532 | Material other than topsoil,rock,or artificial hard material | m³ | 46.5 |  | 0
E533 | Rock | m³ | 2 |  | 0
Filling
Structures
Filling to Structures by methods specified and to depths as shown in the drawings with the following materials
E614 | Selected excavated material other than topsoil, rock or artificial hard material | m³ | 17.5 |  | 0
E617 | Imported rock of size and grading as specified; include sand blinding on top | m³ | 24 |  | 0
Landscaping
E830 | Turfing for lawns around toilet block; include filling with excavated topsoil and the preparation of the surfaces | m² | 105 |  | 0
IN-SITU CONCRETE
Provision of Concrete
Ordinary Designed Mix Concrete
Grade C15
Designed mix, grade C15 concrete, to BS 5328, with ordinary portland cement to BS 12, aggregate to BS882, for the following aggregate sizes
F231 | 10mm aggregate | m³ | 1.8 |  | 0
Grade C20
Designed mix, grade C20 concrete, to BS 5328, with ordinary portland cement to BS 12, aggregate to BS882, for the following aggregate sizes
F251 | 10mm aggregate | m³ | 23.3 |  | 0
|  |  |  | Carried to Collection | 0
| Placing Mass Concrete |  |  | 0
0
| Blinding |  |  | 0
0
Placing blinding concrete, for footings, grade C15, of the following thickness
F511 | Thickness not exceeding 150mm | m³ | 1.8 |  | 0
Bases, Footings and Ground Slabs
Placing mass concrete C20, for ground slab and ramp base of the following thickness
F522 | Thickness 150-300mm | m³ | 14.1 |  | 0
Placing Reinforced Concrete
Bases, Footings and Ground Slabs
Placing reinforced concrete C20, for footings of the following thickness
F622 | Thickness 150-300mm | m³ | 6.9 |  | 0
Beams
Placing reinforced concrete, grade C20, for beams of the following cross-sectional area
F662 | Cross-sectional area 0.03 - 0.1 m2 | m³ | 2.3 |  | 0
CONCRETE ANCILLARIES
Formwork-Fair Finish
Fair Finish Plane Horizontal
Plane fair finish horizontal formwork of the following width
G214 | Width 0.4 - 1.22m | m² | 5 |  | 0
Fair Finish Plane Vertical
Plane fair finish vertical formwork of the following width
G244 | Width 0.4 - 1.22m | m² | 106 |  | 0
Reinforcement
Deformed High Yield Steel
High yield ribbed bars to BS 4449 and of the following sizes
G524 | Nominal size, 6-16mm | t | 0.64 |  | 0
Steel Fabric
Steel fabric reinforcement to BS4483, fabric reference A142, in concrete floor slab with minimum 200mm end side laps, and of the following mass
G563 | Nominal mass 2-3 kg/m² | m² | 87 |  | 0
|  |  |  | Carried to Collection | 0
| Concrete Accessories |  |  | 0
0
| Finishing of top surfaces |  |  | 0
0
Finishing of top surfaces by the following methods
G811 | Class U3 steel trowel finish | m² | 87 |  | 0
G812 | Wooden trowel finish | m² | 7.5 |  | 0
BRICKWORK, BLOCKWORK AND MASONRY
Burnt Clay Brickwork
Solid burnt clay brickwork to BS 3921, jointed with ordinary 1:4 cement mortar, hoop irons every three courses, and of the following thicknesses
U511.1 | 200 mm thick | m² | 92 |  | 0
Solid burnt clay brickwork to BS 3921, jointed with ordinary 1:4 cement mortar, hoop irons every three courses, and of the following thicknesses
U511.2 | 150 mm thick | m² | 119 |  | 0
Burnt clay pompei grill brickwork vents, jointed with ordinary 1:4 cement mortar, hoop irons every three courses, as detailed in the drawings of the following sizes
U511.3 | 100 mm thick | m² | 13 |  | 0
Damp proof course of bitumen impregnated fabric to BS 6398 for the following wall thickness
U582 | 200 mm thick | m | 106 |  | 0
PAINTING
High Gloss
Timber Surfaces
External quality weather guard paint, two coats, to the following timber surfaces; include surface preparation and undercoat as specified
V321 | Upper surfaces of fascia board inclined at an angle not exceeding 30 degrees to the horizontal | m² | 10 |  | 0
Masonry
External quality weather guard paint, two coats, to the following smooth concrete surfaces; include surface preparation and undercoat as specified
V333 | Surfaces of walls inclined at an angle exceeding 60 degrees to the horizontal | m² | 60 |  | 0
|  |  |  | Carried to Collection | 0
| Emulsion Paint |  |  | 0
0
| Masonry |  |  | 0
0
Internal quality vinyl silk paint, two coats, to the following smooth concrete surfaces; include surface preparation and undercoat as specified
V553 | Surfaces of walls inclined at an angle exceeding 60 degrees to the horizontal | m² | 280 |  | 0
WATER PROOFING
Damp Proofing
Rendering
W153 | Rendering of wall surfaces to walls inclined at an angle exceeding 60 degrees to the horizontal in 1:3 ordinary cement mortar finished with a wood float | m² | 340 |  | 0
Ceramic Tiles
W173 | White ceramic wall tiles to internal faces of walls | m² | 14 |  | 0
Protective Layers
Flexible Sheeting
Flexible polyethylene sheeting, gauge 1000, or similar approved, laid to the surface of sand blinded hardcore fill
W421 | Surfaces of blinding hardcore inclined at an angle not exceeding 30 degrees to the horizontal | m² | 87 |  | 0
Terrazzo floor finish
Uniform Grey terrazo, applied to concrete floors, 25 mm thick, prepared and applied as specified, and finished with grinding
W441 | Surfaces of floors, skirtings and splash aprons | m² | 87 |  | 0
MISCELLANEOUS WORKS
Structural
Windows
Supply and fix the following mild steel windows to the Engineers' details constructed from standard steel sections primed with red oxide paint, painted with three coats of high gloss paint; complete with all necessary iron mongery, stays, plugging and fixing to wall
RUK S-6.1 | Top hung double leaf hinged windows overall size 1200 x 1150mm high comprising of 3mm thick mild steel panes welded on a 25x25x3mm thick angle frame and epoxy coated colour blue | nr | 2 |  | 0
Permanent Vents
Burnt clay pompei grill brickwork vents, jointed with ordinary 1:4 cement mortar, hoop irons every three courses, as detailed in the drawings of the following sizes
U590 | 1500mm x 500mm (W x H) | nr | 1 |  | 0
U591 | 950mm x 865mm (W x H) | nr | 2 |  | 0
U592 | 520mm x 500mm (W x H) | nr | 12 |  | 0
0
| Doors |  |  | 0
0
Supply and fix approved solid hardwood doors with three coats of polyurethane varnish on general surfaces of door as described; 50mm two panel framed door comprising 50 x 100mm stiles, top, middle and bottom rails all grooved and with both panels filled with 30 x 100mm vertical tongued and grooved battens with rubber door stops, all iron mongery and locking arrangements of the following sizes
RUK S-6.2 | Single leaf door overall size 1000mm x 2100mm (W x H) | nr | 4 |  | 0
RUK S-6.3 | Single leaf door overall size 800mm x 2100mm (W x H) | nr | 8 |  | 0
RUK S-6.4 | 800mm x 2100mm (W x H) split into equal bottom and top leafs each leaf with respective iron mongery, locking and wall stay arrangements | nr | 2 |  | 0
RUK S-6.5 | Double leaf door overall size 1750mm x 2100mm (W x H) | nr | 2 |  | 0
Supply and fix the following mild steel grill doors to the Engineers' details constructed from 75 x 50 x 2mm hollow steel sections primed with red oxide paint, painted with three coats of high gloss paint; complete with all necessary iron mongery and accessories
RUK S-6.6 | Single leaf door overall size 1000 x 2100mm high | nr | 2 |  | 0
Roofing
RUK S-6.6 | Construct roofing, complete as in the drawings and as specified; include tie beams, purlins, rafters, struts, wall plate, facia board, metal lathe ceiling and eaves, and all roofing timber, gauge 28 blue prepainted GCI sheeting and ridges to the Engineer's satisfaction. | m² | 115 |  | 0
Building Finishes
RUK S-6.7 | Supply and fix a 450 x 800mm granite "Project Label Plate" to detail | sum | 1 |  | 0
RUK S-6.8 | Supply ND 25mm GI pipe toilet grab rail for the disabled toilet complete with all fittings and ancillaries including anchoring into the floor and wall to the Engineers approval and details | nr | 4 |  | 0
RUK S-6.9 | Building finishes including; constructing 20x100mm high 1:3 cement-sand skirting, 700mm wide C20 concrete splash apron; supply and installation of 10no. toilet paper holders, installation of floor drains with associated pipework and fitting s connected to soak pit, complete to the specifications and as directed by the Engineer | sum | 1 |  | 0
RUK S-6.10 | Supply and install 1 no. wooden worktop 1800x400x20mm thick and 3 no. wooden shelves 4000x600x20mm thick made from solid hard wood timber and finished with formica or medium density fibre boards (MDF), include beading, brackets, support structures; complete to the specifications and as directed by the Engineer | sum | 1 |  | 0
0
Water and Drainage
RUK S-6.11 | Supply and erect 1000 litre (1m3) high level and 500 litre low level Polyethylene tanks as Polytank, elevated from 2m up to 4m above ground level on a mild steel 80mm steel sectional painted tower or equivalent, complete with access ladders and platforms, including all PN 10 GI/PPR pipework, fittings, gate valves, ball float valve, rain water gutters to low level tank and connection to all water closets, urinal and hand washing facilities in toilet block | sum | 1 |  | 0
RUK S-6.12 | Supply materials and install service line connection including all all PN 10 GI/PPR/HDPE plumbing pipe work, fittings and ancillaries from the distribution main to the overhead water tank | sum | 1 |  | 0
RUK S-6.13 | Construct Urinal facility with perforated DN 20 PPR/GI water pipework, valves, fittings, floor trap, domical removable cast iron grating, gulley trap | sum | 1 |  | 0
RUK S-6.14 | Construct Shower Closet with DN 13 PPR/GI water pipework, valves, fittings, floor trap, domical removable cast iron grating, gulley trap, elevated perforated circular shower head, 13mm diameter chromium plated pillar taps | sum | 2 |  | 0
RUK S-6.15 | Provide materials and construct a hand washing facility complete with wash hand basins, DN 13/20 GI/PPR plumbing pipework, uPVC drainage pipework, all fittings, gulley and bottle traps, valves, 13mm diameter chromium plated pillar taps, waste outlet gratings, all accessories, including single low level wash hand basin for disabled person's usage; as per specifications and drawings and to the Engineer's approval | nr | 2 |  | 0
RUK S-6.16 | Excavate and construct standard manholes in 200mm thick blockwork, internal depth not exceeding 1.0m, bonded in concrete mortar(1:5) and rendered internally with concrete mortar (1:4), concrete benching, complete with and including CI frame and cover, and interconnecting OD 110mm pvc drain pipes to toilet block | nr | 4 |  | 0
RUK S-6.17 | Supply and Install OD 110 mm uPVC PN 6 drainage pipework to BS 4660, complete with spigot and socket joints, all fittings; from toilet block to Septic Tank and Soak Pit | m | 78 |  | 0
0
KOB S-6.18 | Excavate and construct Septic Tank of effective capacity 35m3 in blockwork and reinforced concrete, rendered smooth inside complete with inlet and outlet manholes benching, heavy duty cast iron manhole covers | Sum | 1 |  | 0
RUK S-6.19 | Excavate and construct 1500mm top/bottom diameter x 2.0m deep soak pit complete including filling with hardcore, covering with 2 layers of gauge 1000 polyethylene sheet | nr | 1 |  | 0
RUK S-6.20 | Supply and install squatting type low level water closet suite complete with WC pan, heavy duty cistern complete with anti-vandal cage, flush pipe, connected to nearest manhole; all to the Engineer's satisfaction | nr | 8 |  | 0
RUK S-6.21 | Supply and install seat type low level water closet suite complete with WC pan, heavy duty cistern, flush pipe complete with anti-vandal cage, connected to nearest manhole; all to the Engineer's satisfaction | nr | 2 |  | 0
0
Electrical Installation
RUK S-6.22 | Allow for electric power connection to the toilet block from the nearest pole within a distance of 50m including processing a customer account with UMEME | sum | 1 |  | 0
RUK S-6.23 | Supply and Install all respective electricals for building lighting; i.e. MCB, metal clad switches, lights, 3core XLPE/SWA/PVC Copper cables, concealed conduits, lights, earthing protection,etc, complete with all accessories as specified and directed by the Engineer | sum | 1 |  | 0
0
COLLECTION
| Collection, Page RUK S S-6/1 |  |  |  | 0
| Collection, Page RUK S-6/2 |  |  |  | 0
| Collection, Page RUK S-6/3 |  |  |  | 0
| Collection, Page RUK S-6/4 |  |  |  | 0
| Collection, Page RUK S-6/5 |  |  |  | 0
| Collection, Page RUK S-6/6 |  |  |  | 0
| Collection, Page RUK S-6/7 |  |  |  | 0
| Collection, Page RUK S-6/8 |  |  |  | 0
| Cost for 1No. Toilet Block |  |  |  | 0
| Total Cost of 2 Toilet Blocks | nr | 2 |  | 0
Carried to Summary |  |  |  |  | 0

## RUK S-10 Sanitation
INTEGRATED WATER MANAGEMENT AND DEVELOPMENT PROJECT
SANITATION FACILITIES FOR RUKUNGIRI MUNICIPALITY -LOT 3
BILL No. RUK S-10
DESCRIPTION: 3 STANCE WATERBORNE TOILETS AT KAKABANDA HEALTH CENTRE & NYAKIBALE HOSPITAL
ITEM NO. | ITEM DESCRIPTION | UNIT | QUANTITY | RATE | AMOUNT
|  |  |  | UShs | UShs
Preamble:
| The works under this bill are covered under Part 3 of the Particular Specifications. The relevant drawings are the DRAWING NO. MWE/LOT3/RUK/S/7.0.0 series (including references made there-in to other drawings) |  |  | 0
0
DEMOLITION AND SITE CLEARANCE
General Site Clearance
D100 | General site clearance for toilet | ha | 0.011 |  | 0
Trees
Cut and dispose of trees of the following girth; include removal of stump and backfilling the hole left with top soil
D210 | Girth 500 mm-1 m | nr | 1 |  | 0
Stumps
Remove and dispose of stumps of the following diameter; include for grabbing up the roots and backfilling the hole left with top soil
D310 | Diameter 150-500 mm | nr | 1 |  | 0
EARTHWORKS
Excavation for foundations
Topsoil
E310 | Strip top soil, depth not exceeding 0.15 for toilet foundation | m³ | 16 |  | 0
Ordinary Soil
Excavation for foundations in material other than topsoil,rock or artificial hard material, commencing surface is the formation level
E322 | Depth not exceeding 0.5m | m³ | 1 |  | 0
E323 | Depth 0.5 - 1 m | m³ | 13 |  | 0
E324 | Depth 1 - 2 m | m³ | 17 |  | 0
Rock
Excavation for foundations in rock,commencing surface is the exposed surface of the rock
E333 | Depth 0.5-1m | m³ | 0.5 |  | 0
E334 | Depth 1 - 2 m | m³ | 0.5 |  | 0
Excavation Ancillaries
Trimming
Trimming of excavated surfaces for whole structure in the following materials
E512 | Material other than topsoil,rock,or artificial hard material inclined at an angle not exceeding 45 degrees to the horizontal | m² | 43 |  | 0
E513 | Rock surfaces inclined at an angle not exceeding 45 degrees to the horizontal | m² | 3 |  | 0
0
Preparation
| Preparation of excavated surfaces for whole structure in the following materials |  |  | 0
E522 | Material other than topsoil,rock,or artificial hard material inclined at an angle not exceeding 45 degrees to the horizontal | m² | 75 |  | 0
E523 | Rock surfaces inclined at an angle not exceeding 45 degrees to the horizontal | m² | 3 |  | 0
Disposal of Excavated Material
Disposal of excavated material to approved sites as directed by the Engineer
E532 | Material other than topsoil,rock,or artificial hard material | m³ | 23 |  | 0
E533 | Rock | m³ | 1 |  | 0
Filling
Structures
Filling to Structures by methods specified and to depths as shown in the drawings with the following materials
E614 | Selected excavated material other than topsoil, rock or artificial hard material | m³ | 8.75 |  | 0
E617 | Imported rock of size and grading as specified; include sand blinding on top | m³ | 12 |  | 0
Landscaping
E830 | Turfing for lawns around toilet block; include filling with excavated topsoil and the preparation of the surfaces | m² | 52.5 |  | 0
IN-SITU CONCRETE
Provision of Concrete
Ordinary Designed Mix Concrete
Grade C15
Designed mix, grade C15 concrete, to BS 5328, with ordinary portland cement to BS 12, aggregate to BS882, for the following aggregate sizes
F231 | 10mm aggregate | m³ | 0.9 |  | 0
Grade C20
Designed mix, grade C20 concrete, to BS 5328, with ordinary portland cement to BS 12, aggregate to BS882, for the following aggregate sizes
F251 | 10mm aggregate | m³ | 11 |  | 0
|  |  |  | Carried to Collection | 0
| Placing Mass Concrete |  |  | 0
0
| Blinding |  |  | 0
0
Placing blinding concrete, for footings, grade C15, of the following thickness
F511 | Thickness not exceeding 150mm | m³ | 0.9 |  | 0
Bases, Footings and Ground Slabs
Placing mass concrete C20, for ground slab and ramp base of the following thickness
F522 | Thickness 150-300mm | m³ | 7 |  | 0
Placing Reinforced Concrete
Bases, Footings and Ground Slabs
Placing reinforced concrete C20, for footings of the following thickness
F622 | Thickness 150-300mm | m³ | 3 |  | 0
Beams
Placing reinforced concrete, grade C20, for beams of the following cross-sectional area
F662 | Cross-sectional area 0.03 - 0.1 m2 | m³ | 1 |  | 0
CONCRETE ANCILLARIES
Formwork-Fair Finish
Fair Finish Plane Horizontal
Plane fair finish horizontal formwork of the following width
G214 | Width 0.4 - 1.22m | m² | 2.5 |  | 0
Fair Finish Plane Vertical
Plane fair finish vertical formwork of the following width
G244 | Width 0.4 - 1.22m | m² | 53 |  | 0
Reinforcement
Deformed High Yield Steel
High yield ribbed bars to BS 4449 and of the following sizes
G524 | Nominal size, 6-16mm | t | 0.32 |  | 0
Steel Fabric
Steel fabric reinforcement to BS4483, fabric reference A142, in concrete floor slab with minimum 200mm end side laps, and of the following mass
G563 | Nominal mass 2-3 kg/m² | m² | 43 |  | 0
|  |  |  | Carried to Collection | 0
| Concrete Accessories |  |  | 0
0
| Finishing of top surfaces |  |  | 0
0
Finishing of top surfaces by the following methods
G811 | Class U3 steel trowel finish | m² | 43 |  | 0
G812 | Wooden trowel finish | m² | 3 |  | 0
BRICKWORK, BLOCKWORK AND MASONRY
Burnt Clay Brickwork
Solid burnt clay brickwork to BS 3921, jointed with ordinary 1:4 cement mortar, hoop irons every three courses, and of the following thicknesses
U511.1 | 200 mm thick | m² | 46 |  | 0
Solid burnt clay brickwork to BS 3921, jointed with ordinary 1:4 cement mortar, hoop irons every three courses, and of the following thicknesses
U511.2 | 150 mm thick | m² | 59 |  | 0
Burnt clay pompei grill brickwork vents, jointed with ordinary 1:4 cement mortar, hoop irons every three courses, as detailed in the drawings of the following sizes
U511.3 | 100 mm thick | m² | 6.5 |  | 0
Damp proof course of bitumen impregnated fabric to BS 6398 for the following wall thickness
U582 | 200 mm thick | m | 53 |  | 0
PAINTING
High Gloss
Timber Surfaces
External quality weather guard paint, two coats, to the following timber surfaces; include surface preparation and undercoat as specified
V321 | Upper surfaces of fascia board inclined at an angle not exceeding 30 degrees to the horizontal | m² | 5 |  | 0
Masonry
External quality weather guard paint, two coats, to the following smooth concrete surfaces; include surface preparation and undercoat as specified
V333 | Surfaces of walls inclined at an angle exceeding 60 degrees to the horizontal | m² | 30 |  | 0
|  |  |  | Carried to Collection | 0
| Emulsion Paint |  |  | 0
0
| Masonry |  |  | 0
0
Internal quality vinyl silk paint, two coats, to the following smooth concrete surfaces; include surface preparation and undercoat as specified
V553 | Surfaces of walls inclined at an angle exceeding 60 degrees to the horizontal | m² | 140 |  | 0
WATER PROOFING
Damp Proofing
Rendering
W153 | Rendering of wall surfaces to walls inclined at an angle exceeding 60 degrees to the horizontal in 1:3 ordinary cement mortar finished with a wood float | m² | 170 |  | 0
Ceramic Tiles
W173 | White ceramic wall tiles to internal faces of walls | m² | 7 |  | 0
Protective Layers
Flexible Sheeting
Flexible polyethylene sheeting, gauge 1000, or similar approved, laid to the surface of sand blinded hardcore fill
W421 | Surfaces of blinding hardcore inclined at an angle not exceeding 30 degrees to the horizontal | m² | 43 |  | 0
Terrazzo floor finish
Uniform Grey terrazo, applied to concrete floors, 25 mm thick, prepared and applied as specified, and finished with grinding
W441 | Surfaces of floors, skirtings and splash aprons | m² | 43 |  | 0
MISCELLANEOUS WORKS
Windows
Permanent Vents
RUK S-6.1 | Burnt clay pompei grill brickwork vents, jointed with ordinary 1:4 cement mortar, hoop irons every three courses, as detailed in the drawings of the following sizes
U590 | 1500mm x 500mm (W x H) | nr | 1 |  | 0
U591 | 520mm x 500mm (W x H) | nr | 4 |  | 0
0
| Doors |  |  | 0
0
Supply and fix approved solid hardwood doors with three coats of polyurethane varnish on general surfaces of door as described; 50mm two panel framed door comprising 50 x 100mm stiles, top, middle and bottom rails all grooved and with both panels filled with 30 x 100mm vertical tongued and grooved battens with rubber door stops, all iron mongery and locking arrangements of the following sizes
RUK S-6.2 | Single leaf door overall size 800mm x 2100mm (W x H) | nr | 3 |  | 0
Supply and fix the following mild steel grill doors to the Engineers' details constructed from 75 x 50 x 2mm hollow steel sections primed with red oxide paint, painted with three coats of high gloss paint; complete with all necessary iron mongery and accessories
RUK S-6.3 | Single leaf door overall size 1000 x 2100mm high | nr | 1 |  | 0
Roofing
RUK S-6.6 | Construct roofing, complete as in the drawings and as specified; include tie beams, purlins, rafters, struts, wall plate, facia board, metal lathe ceiling and eaves, and all roofing timber, gauge 28 blue prepainted GCI sheeting and ridges to the Engineer's satisfaction. | m² | 30 |  | 0
Building Finishes
RUK S-6.4 | Supply and fix a 450 x 800mm granite "Project Label Plate" to detail | sum | 1 |  | 0
RUK S-6.5 | Building finishes including; constructing 20x100mm high 1:3 cement-sand skirting, 700mm wide C20 concrete splash apron; supply and installation of 2no. toilet paper holders, installation of floor drains with associated pipework and fitting s connected to soak pit, complete to the specifications and as directed by the Engineer | sum | 1 |  | 0
0
Water and Drainage
RUK S-6.6 | Supply and erect 1000 litre (1m3) high level and 500 litre low level Polyethylene tanks as Polytank, elevated from 2m up to 4m above ground level on a mild steel 80mm steel sectional painted tower or equivalent, complete with access ladders and platforms, including all PN 10 GI/PPR pipework, fittings, gate valves, ball float valve, rain water gutters to low level tank and connection to all water closets in toilet block | sum | 1 |  | 0
RUK S-6.7 | Supply materials and install service line connection including all all PN 10 GI/PPR/HDPE plumbing pipe work, fittings and ancillaries from the distribution main to the overhead water tank | sum | 1 |  | 0
RUK S-6.8 | Construct Shower Closet with DN 13 PPR/GI water pipework, valves, fittings, floor trap, domical removable cast iron grating, gulley trap, elevated perforated circular shower head, 13mm diameter chromium plated pillar taps | sum | 1 |  | 0
RUK S-6.9 | Excavate and construct standard manholes in 200mm thick blockwork, internal depth not exceeding 1.0m, bonded in concrete mortar(1:5) and rendered internally with concrete mortar (1:4), concrete benching, complete with and including CI frame and cover, and interconnecting OD 110mm pvc drain pipes to toilet block | nr | 2 |  | 0
RUK S-6.17 | Supply and Install OD 110 mm uPVC PN 6 drainage pipework to BS 4660, complete with spigot and socket joints, all fittings; from toilet block to Septic Tank and Soak Pit | m | 78 |  | 0
0
RUK S-6.10 | Excavate and construct Septic Tank of effective capacity 35m3 in blockwork and reinforced concrete, rendered smooth inside complete with inlet and outlet manholes benching, heavy duty cast iron manhole covers | Sum | 1 |  | 0
RUK S-6.11 | Excavate and construct 1500mm top/bottom diameter x 2.0m deep soak pit complete including filling with hardcore, covering with 2 layers of gauge 1000 polyethylene sheet | nr | 1 |  | 0
KOB S-6.12 | Supply and install squatting type low level water closet suite complete with WC pan, heavy duty cistern complete with anti-vandal cage, flush pipe, connected to nearest manhole; all to the Engineer's satisfaction | nr | 2 |  | 0
RUK S-6.13 | Supply and install seat type low level water closet suite complete with WC pan, heavy duty cistern, flush pipe complete with anti-vandal cage, connected to nearest manhole; all to the Engineer's satisfaction | nr | 2 |  | 0
0
Electrical Installation
RUK S-6.14 | Allow for electric power connection to the toilet block from the nearest pole within a distance of 50m including processing a customer account with UMEME | sum | 1 |  | 0
RUK S-6.15 | Supply and Install all respective electricals for building lighting; i.e. MCB, metal clad switches, lights, 3core XLPE/SWA/PVC Copper cables, concealed conduits, lights, earthing protection,etc, complete with all accessories as specified and directed by the Engineer | sum | 1 |  | 0
0
COLLECTION
| Collection, Page RUK S S-6/1 |  |  |  | 0
| Collection, Page RUK S-6/2 |  |  |  | 0
| Collection, Page RUK S-6/3 |  |  |  | 0
| Collection, Page RUK S-6/4 |  |  |  | 0
| Collection, Page RUK S-6/5 |  |  |  | 0
| Collection, Page RUK S-6/6 |  |  |  | 0
| Collection, Page RUK S-6/7 |  |  |  | 0
| Collection, Page RUK S-6/8 |  |  |  | 0
| Cost for 1No. Toilet Block |  |  |  | 0
| Total Cost of Toilet Blocks | nr | 2 |  | 0
Carried to Summary |  |  |  |  | 0

## RUK S-11 Sanitation
INTEGRATED WATER MANAGEMENT AND DEVELOPMENT PROJECT
SANITATION FACILITIES FOR RUKUNGIRI MUNICIPALITY -LOT 3
BILL No. RUK S-11
DESCRIPTION: 6 STANCE LINED VIP INSTITUTIONAL TOILETS- BOYS
ITEM NO. | ITEM DESCRIPTION | UNIT | QUANTITY | RATE | AMOUNT
|  |  |  | UGX | UGX
1 | Preamble:
The works under this bill are covered under Part 3 of the Particular Specifications. The relevant drawings are the DRAWING NO.MWE/LOT3/RUK/S/6.0.0-1 series (including references made there-in to other drawings)
2 | DEMOLITION AND SITE CLEARANCE
General Site Clearance
2.1 | General site clearance for toilet | sqm | 0.022 |  | 0
Trees
Cut and dispose of trees of the following girth; include removal of stump and backfilling the hole left with top soil
2.2 | Girth 500 mm-1 m | nr | 1 |  | 0
Stumps
Remove and dispose of stumps of the following diameter; include for grabbing up the roots and backfilling the hole left with top soil
2.3 | Diameter 150-500 mm | nr | 1 |  | 0
EARTHWORKS
Excavation for foundations/pit
Topsoil
2.4 | Strip top soil, depth not exceeding 0.15 for toilet foundation | m³ | 10.00 |  | 0
Ordinary Soil
Excavation for foundations in material other than topsoil,rock or artificial hard material, commencing surface is the formation level
2.5 | Maximum depth 0.5 m | m³ | 5 |  | 0
2.6 | Maximum depth 1.0 m | m³ | 10 |  | 0
2.7 | Maximum depth 5.0 m | m³ | 30 |  | 0
Rock
Excavation for foundations in rock, commencing surface is the exposed surface of the rock
2.8 | Maximum depth 1.0 m | m³ | 3 |  | 0
2.9 | Maximum depth 5.0 m | m³ | 2 |  | 0
Carried to Collection |  |  |  |  | 0
Excavation Ancillaries
Trimming
Trimming of excavated surfaces for whole structure in the following materials
2.11 | Material other than topsoil,rock,or artificial hard material inclined at an angle not exceeding 45 degrees to the horizontal | m² | 100.00 |  | 0
2.12 | Rock surfaces inclined at an angle not exceeding 45 degrees to the horizontal | m² | 6.50 |  | 0
Preparation
Preparation of excavated surfaces for whole structure in the following materials
2.13 | Material other than topsoil,rock,or artificial hard material inclined at an angle not exceeding 45 degrees to the horizontal | m² | 60.00 |  | 0
2.14 | Rock surfaces inclined at an angle not exceeding 45 degrees to the horizontal | m² | 6.00 |  | 0
| Anti-Termite Treatment, 25 years of guaranteed effect by manufacturer | m² | 85 |  | 0
Disposal of Excavated Material
Disposal of excavated material to approved sites as directed by the Engineer
2.15 | Material other than topsoil,rock,or artificial hard material | m³ | 78.00 |  | 0
2.16 | Rock | m³ | 3.00 |  | 0
Filling
Structures
Filling to Structures by methods specified and to depths as shown in the drawings with the following materials
2.17 | Selected excavated material other than topsoil, rock or artificial hard material | m³ | 10 |  | 0
2.18 | Imported rock of size and grading as specified; include sand blinding on top | m³ | 8.00 |  | 0
2.19 | Placing of hard core fill in soak pit | m³ | 13 |  | 0
2.2 | Placing of hard core layer beneath surface beds, thickness between 150 mm and 300 mm | m³ | 12 |  | 0
Landscaping
2.21 | Turfing for lawns around toilet block; include filling with excavated topsoil and the preparation of the surfaces | m² | 100.00 |  | 0
Carried to Collection |  |  |  |  | 0
3 | IN-SITU CONCRETE
Provision of Concrete
Ordinary Designed Mix Concrete
Grade C15
Designed mix, grade C15 concrete, to BS5328, with ordinary portland cement to BS 5328, with ordinary portland cement to BS 12, aggregate to BS882, for the following aggregate sizes
3.1 | 20mm aggregate | m³ | 1.50 |  | 0
Grade C20
Designed mix, grade C20 concrete, to BS5328, with ordinary portland cement to BS 12, aggregate to BS882, for the following aggregate sizes
3.2 | 20mm aggregate | m³ | 13.00 |  | 0
Placing Mass Concrete
Blinding
Placing of mass concrete, blinding grade C15, of the following thickness
3.3 | Thickness not exceeding 150mm | m³ | 1.50 |  | 0
Bases, Footings and Ground Slabs
Placing mass concrete C20 in foundation of the following thickness
3.4 | Thickness 150-300mm | m³ | 6.00 |  | 0
Placing mass concrete C20, for ground slab and ramp base of the following thickness
3.5 | Thickness 150-300mm | m³ | 12.50 |  | 0
Placing Reinforced Concrete
Bases, Under Ground Beams, Footings and Ground Slabs
Placing reinforced concrete C20, for suspended slab of the following thickness
3.6 | Thickness 150-300mm | m³ | 6.00 |  | 0
Under Ground Beams/ Beams
Placing reinforced concrete, grade C20, for beams of the following cross-sectional area
3.7 | Cross-sectional area 0.03 -0.1 m2 | m³ | 3.00 |  | 0
3.8 | Restraining beam at the middle level of pit and all ramps | m | 90 |  | 0
Carried to Collection |  |  |  |  | 0
CONCRETE ANCILLARIES
3.9 | Formwork for base slabs, rough finish, plane | m2 | 5 |  | 0
vertical, width 0.2 -0.4m
Formwork-Fair Finish
Fair Finish Plane Horizontal
Plane fair finish horizontal formwork of the following width
3.10 | Width 0.4 -1.22m | m² | 2.00 |  | 0
3.11 | Width exceeding 1.22m | m² | 20.00 |  | 0
Fair Finish Plane Vertical
Plane fair finish vertical formwork of the following width
3.12 | Width 0.4 -1.22m | m² | 60.00 |  | 0
| Formwork for Ring Beam, fair finish, height | m | 41 |  | 0
0.2m
Reinforcement
Deformed High Yield Steel
High yield ribbed bars to BS 4449 and of the following sizes
3.13 | Nominal size, 6-16mm | t | 1.1 |  | 0
Steel Fabric
Steel fabric reinforcement to BS4483, fabric reference A142, in concrete floor slab with minimum 200mm end side laps, and of the following mass
3.14 | Nominal mass 2-3 kg/m² | m² | 80.00 |  | 0
Concrete Accessories
Finishing of top surfaces
Finishing of top surfaces by the following methods
3.15 | Class U3 steel trowel finish | m² | 105.50 |  | 0
3.16 | Pipes of various diameters not exceeding 300mm, trough walls (supply of pipes elsewhere) | nr | 2.00 |  | 0
4 | BRICKWORK, BLOCKWORK AND MASONRY
Burnt Clay Brickwork
Solid burnt clay brickwork to BS 3921, jointed with ordinary 1:4 cement mortar, hoop irons every three courses, and of the following thicknesses
4.1 | 200 mm thick | m² | 134.50 |  | 0
Solid burnt clay brickwork to BS 3921, jointed with ordinary 1:4 cement mortar, hoop irons every three courses, and of the following thicknesses
4.2 | 150 mm thick | m² | 78.50 |  | 0
Carried to Collection |  |  |  |  | 0
Burnt clay pompei grill brickwork vents, jointed with ordinary 1:4 cement mortar, hoop irons every three courses, as detailed in ﻿the drawings of the following sizes
4.3 | 100 mm thick | m² | 9.00 |  | 0
Damp proof course of bitumen impregnated fabric to BS 6398 for the following wall thickness
4.4 | 200 mm thick | m | 62.00 |  | 0
5 | FINISHES HAND WASHING STATION AND DOORS
Wall Finishes
Internal cement lime and sand (1:1:4) wall plaster in 2-coats:
5.1 | Two coats external cement render (1:3) to external walls of pit finished with wood float. | sq.m | 82 |  | 0
5.1.1 | Two coats Black Bitumastic paint on the external walls of pit finished with wood float. | sq.m | 82 |  | 0
5.2 | 15mm thick to plinthwalls C/S mortar 1:3 rendering applied externally av 0.5 deep | sq.m | 13 |  | 0
External Walls
5.3 | Prepare, prime and apply one under coat and three coats of first grade emulsion paint. | sq.m | 57 |  | 0
Internal Wall Finishes
5.4 | Pit plastered on internal face in cement sand 1:3 mortar 150mm thick brickwalling for screen wall plastered internally in 20mm thick c/s 1:3 mortar | sq.m | 56 |  | 0
PAINTING
High Gloss
Timber Surfaces
External quality weather guard paint, two coats, to the following timber surfaces; include surface preparation and undercoat as specified
5.5 | Upper surfaces of fascia board inclined at an angle not exceeding 30 degrees to the horizontal | m² | 9.00 |  | 0
Masonry
External quality weather guard paint, two coats, to the following smooth concrete surfaces; include surface preparation and undercoat as specified
5.6 | Surfaces of walls inclined at an angle exceeding 60 degrees to the horizontal | m² | 78.50 |  | 0
Emulsion Paint
Masonry
Internal quality vinyl silk paint, two coats, to the following smooth concrete surfaces; include surface preparation and undercoat as specified
5.7 | Surfaces of walls inclined at an angle exceeding 60 degrees to the horizontal | m² | 188.00 |  | 0
WATER PROOFING
Damp Proofing
Rendering
5.8 | Rendering of wall surfaces to walls inclined at an angle exceeding 60 degrees to the horizontal in 1:3 ordinary cement mortar finished with a wood float | m² | 360.00 |  | 0
Ceramic Tiles
5.9 | White ceramic wall tiles to internal faces of walls of urinal, toilets and shower | m² | 15 |  | 0
Carried to Collection |  |  |  |  | 0
Protective Layers
Flexible Sheeting
Flexible polyethylene sheeting, gauge 1000, or similar approved, laid to the surface of sand blinded hardcore fill
5.10 | Surfaces of blinding hardcore inclined at an angle not exceeding 30 degrees to the horizontal | m² | 60.00 |  | 0
Sand and Cement Screed
Sand and cement screed of 1:3 cement sand mortar, applied to concrete floors, 25 mm thick, prepared and applied as specified, and finished with a steel float
5.11 | Surfaces of floors inclined at an angle not exceeding 30 degrees to the horizontal | m² | 60.00 |  | 0
MISCELLANEOUS WORKS
Structural
Doors
Supply and fix approved solid hardwood doors with three coats of polyurethane varnish on general surfaces of door as described; 50mm two panel framed door comprising 50 x 100mm stiles, top, middle and bottom rails all grooved and with both panels filled with 30 x 100mm vertical tongued and grooved battens with rubber door stops, all iron mongery and locking arrangements of the following sizes
5.12.1 | Single leaf door overall size 800mm x 2100mm (W x H) | nr | 4 |  | 0
5.12.2 | Single leaf door overall size 900mm x 2100mm (W x H) | nr | 1 |  | 0
Supply and fix the following mild steel grill doors to the Engineers' details constructed from 75 x 50 x primed with red oxide paint, painted with three coats of high gloss paint; complete with all necessary 2mm hollow steel sections iron mongery and accessories
5.13 | Single leaf door overall size 1000 x 2100mm high | nr | 1 |  | 0
Carried to Collection |  |  |  |  | 0
Vault Access Slabs
5.14 | Supply and complete installation of corrosion proof manhole access covers 1000mm x 900mm complete as specified including lifting hooks | nr | 5 |  | 0
Roofing
5.15 | Construct roofing, complete as in the drawings and as specified; include tie beams, purlins, rafters, struts, wall plate, facia board, all roofing timber, gauge 28 blue prepainted GCI sheeting and ridges to the Engineer's satisfaction. | m² | 60.00 |  | 0
Building Finishes
5.16 | Supply and fix a 450 x 800mm granite "Project Label Plate" to detail | sum | 1 |  | 0
5.17 | Supply ND 25mm GI pipe toilet grab rail for the disabled toilet complete with all fittings and ancillaries including anchoring into the floor and wall to the Engineers approval and details | nr | 4 |  | 0
5.18 | Supply and Install OD 110 mm uPVC PN 6 vent pipe, complete with Tee, wire gauze fly screens and all ancillaries | m | 35.00 |  | 0
5.19 | Floor trap for urinal, with removal uPVC grating, complete with connection to OD 110 waste pipe beneath building | nr | 1 |  | 0
5.2 | Building finishes including; constructing 20x100mm high 1:3 cement-sand skirting, 700mm wide C20 concrete splash apron; supply and installation of 5no. toilet paper holders, complete to the specifications and as directed by the Engineer | sum | 1 |  | 0
5.21 | Supply ND 25mm GI pipe toilet grab rail for the disabled toilet complete with all fittings and ancillaries including anchoring into the floor and wall to the Engineers approval and details | nr | 4 |  | 0
Water and Drainage
5.22 | Supply and erect 1000 litre (1m3) high level and 500 litre low level Polyethylene tanks as Polytank, elevated from 2m up to 4m above ground level on a mild steel 80mm steel sectional painted tower or equivalent, complete with access ladders and platforms, including all PN 10 GI/PPR pipework, fittings, gate valves, ball float valve, rain water gutters to low level tank and connection to all water closets, urinal and hand washing facilities in toilet block | sum | 1
5.23 | Supply materials and install service line connection including all PN 10 GI/PPR/HDPE plumbing pipe work, fittings and ancillaries from the distribution main to the overhead water tank | sum | 1
5.24 | Construct Urinal facility with perforated DN 20 PPR/GI water pipework, valves, fittings, floor trap, domical removable cast iron grating, gulley trap | sum | 1
Carried to Collection |  |  |  |  | 0
5.25 | Provide materials and construct a hand washing facility complete with wash hand basins, DN 13/20 GI/PPR plumbing pipework, uPVC drainage pipework, all fittings, gulley and bottle traps, valves, 13mm diameter chromium plated pillar taps, waste outlet gratings, all accessories, including single low level wash hand basin for disabled person's usage; as per specifications and drawings and to the Engineer's approval | nr | 2 |  | 0
5.26 | Excavate and construct 1500mm top/bottom diameter x 2.0m deep soak pit complete including filling with hardcore, covering with 2 layers of gauge 1000 polyethylene sheet | nr | 1 |  | 0
5.27 | Supply and Install OD 110 mm uPVC PN 6 pipework to BS 4660, complete with spigot and socket joints, all fittings; from Shower and urinal trough to Soak Pit | m | 30.00 |  | 0
5.28 | Supply and place pre-painted smooth wooden squat covers complete with lifting handles to the approval of the engineer | nr | 6 |  | 0
Carried to Collection |  |  |  |  | 0
Electrical Installation
6.1 | Allow for electric power connection to the toilet block from the nearest pole within a distance of 50m including processing a customer account with UMEME | sum | 1 |  | 0
6.2 | Supply and Install all respective electricals for building lighting; i.e. MCB, metal clad switches, lights, 3core XLPE/SWA/PVC Copper cables, concealed conduits, lights, earthing protection,etc, complete with all accessories as specified and directed by the Engineer | sum | 1 |  | 0
0
| Collection, Page PT 1-1 |  |  |  | 0
| Collection, Page PT 1-2 |  |  |  | 0
| Collection, Page PT 1-3 |  |  |  | 0
| Collection, Page PT 1-4 |  |  |  | 0
| Collection, Page PT 1-5 |  |  |  | 0
| Collection, Page PT 1-6 |  |  |  | 0
| Collection, Page PT 1-7 |  |  |  | 0
| Collection, Page PT 1-8 |  |  |  | 0
| Collection, Page PT 1-9 |  |  |  | 0
| Cost for 1No. Toilet Block |  |  |  | 0
| Total Cost of Toilet Blocks | nr | 4 |  | 0

## RUK S-12 Sanitation
INTEGRATED WATER MANAGEMENT AND DEVELOPMENT PROJECT
SANITATION FACILITIES FOR RUKUNGIRI MUNICIPALITY -LOT 3
BILL No. RUK S-9
DESCRIPTION: 6 STANCE LINED VIP INSTITUTIONAL TOILETS- GIRLS
ITEM NO. | ITEM DESCRIPTION | UNIT | QUANTITY | RATE | AMOUNT
|  |  |  | UGX | UGX
1 | Preamble:
The works under this bill are covered under Part 3 of the Particular Specifications. The relevant drawings are the DRAWING NO.MWE/LOT3/RUK/S/6.0.2-3 series (including references made there-in to other drawings)
`
2 | DEMOLITION AND SITE CLEARANCE
General Site Clearance
2.1 | General site clearance for toilet | sqm | 0.022 |  | 0
Trees
Cut and dispose of trees of the following girth; include removal of stump and backfilling the hole left with top soil
2.2 | Girth 500 mm-1 m | nr | 1 |  | 0
Stumps
Remove and dispose of stumps of the following diameter; include for grabbing up the roots and backfilling the hole left with top soil
2.3 | Diameter 150-500 mm | nr | 1 |  | 0
EARTHWORKS
Excavation for foundations/pit
Topsoil
2.4 | Strip top soil, depth not exceeding 0.15 for toilet foundation | m³ | 10.00 |  | 0
Ordinary Soil
Excavation for foundations in material other than topsoil,rock or artificial hard material, commencing surface is the formation level
2.5 | Maximum depth 0.5 m | m³ | 5 |  | 0
2.6 | Maximum depth 1.0 m | m³ | 10 |  | 0
2.7 | Maximum depth 5.0 m | m³ | 30 |  | 0
Rock
Excavation for foundations in rock, commencing surface is the exposed surface of the rock
2.8 | Maximum depth 1.0 m | m³ | 3 |  | 0
2.9 | Maximum depth 5.0 m | m³ | 2 |  | 0
Carried to Collection |  |  |  |  | 0
Excavation Ancillaries
Trimming
Trimming of excavated surfaces for whole structure in the following materials
2.11 | Material other than topsoil,rock,or artificial hard material inclined at an angle not exceeding 45 degrees to the horizontal | m² | 100.00 |  | 0
2.12 | Rock surfaces inclined at an angle not exceeding 45 degrees to the horizontal | m² | 6.50 |  | 0
Preparation
Preparation of excavated surfaces for whole structure in the following materials
2.13 | Material other than topsoil,rock,or artificial hard material inclined at an angle not exceeding 45 degrees to the horizontal | m² | 60.00 |  | 0
2.14 | Rock surfaces inclined at an angle not exceeding 45 degrees to the horizontal | m² | 6.00 |  | 0
| Anti-Termite Treatment, 25 years of guaranteed effect by manufacturer | m² | 85 |  | 0
Disposal of Excavated Material
Disposal of excavated material to approved sites as directed by the Engineer
2.15 | Material other than topsoil,rock,or artificial hard material | m³ | 78.00 |  | 0
2.16 | Rock | m³ | 3.00 |  | 0
Filling
Structures
Filling to Structures by methods specified and to depths as shown in the drawings with the following materials
2.17 | Selected excavated material other than topsoil, rock or artificial hard material | m³ | 10 |  | 0
2.18 | Imported rock of size and grading as specified; include sand blinding on top | m³ | 8.00 |  | 0
2.19 | Placing of hard core fill in soak pit | m³ | 13 |  | 0
2.2 | Placing of hard core layer beneath surface beds, thickness between 150 mm and 300 mm | m³ | 12 |  | 0
Landscaping
2.21 | Turfing for lawns around toilet block; include filling with excavated topsoil and the preparation of the surfaces | m² | 100.00 |  | 0
Carried to Collection |  |  |  |  | 0
3 | IN-SITU CONCRETE
Provision of Concrete
Ordinary Designed Mix Concrete
Grade C15
Designed mix, grade C15 concrete, to BS5328, with ordinary portland cement to BS 5328, with ordinary portland cement to BS 12, aggregate to BS882, for the following aggregate sizes
3.1 | 20mm aggregate | m³ | 1.50 |  | 0
Grade C20
Designed mix, grade C20 concrete, to BS5328, with ordinary portland cement to BS 12, aggregate to BS882, for the following aggregate sizes
3.2 | 20mm aggregate | m³ | 13.00 |  | 0
Placing Mass Concrete
Blinding
Placing of mass concrete, blinding grade C15, of the following thickness
3.3 | Thickness not exceeding 150mm | m³ | 1.50 |  | 0
Bases, Footings and Ground Slabs
Placing mass concrete C20 in foundation of the following thickness
3.4 | Thickness 150-300mm | m³ | 6.00 |  | 0
Placing mass concrete C20, for ground slab and ramp base of the following thickness
3.5 | Thickness 150-300mm | m³ | 12.50 |  | 0
Placing Reinforced Concrete
Bases, Under Ground Beams, Footings and Ground Slabs
Placing reinforced concrete C20, for suspended slab of the following thickness
3.6 | Thickness 150-300mm | m³ | 6.00 |  | 0
Under Ground Beams/ Beams
Placing reinforced concrete, grade C20, for beams of the following cross-sectional area
3.7 | Cross-sectional area 0.03 -0.1 m2 | m³ | 3.00 |  | 0
3.8 | Restraining beam at the middle level of pit and all ramps | m | 90 |  | 0
Carried to Collection |  |  |  |  | 0
CONCRETE ANCILLARIES
3.9 | Formwork for base slabs, rough finish, plane | m2 | 5 |  | 0
vertical, width 0.2 -0.4m
Formwork-Fair Finish
Fair Finish Plane Horizontal
Plane fair finish horizontal formwork of the following width
3.10 | Width 0.4 -1.22m | m² | 2.00 |  | 0
3.11 | Width exceeding 1.22m | m² | 20.00 |  | 0
Fair Finish Plane Vertical
Plane fair finish vertical formwork of the following width
3.12 | Width 0.4 -1.22m | m² | 60.00 |  | 0
| Formwork for Ring Beam, fair finish, height | m | 41 |  | 0
0.2m
Reinforcement
Deformed High Yield Steel
High yield ribbed bars to BS 4449 and of the following sizes
3.13 | Nominal size, 6-16mm | t | 1.1 |  | 0
Steel Fabric
Steel fabric reinforcement to BS4483, fabric reference A142, in concrete floor slab with minimum 200mm end side laps, and of the following mass
3.14 | Nominal mass 2-3 kg/m² | m² | 80.00 |  | 0
Concrete Accessories
Finishing of top surfaces
Finishing of top surfaces by the following methods
3.15 | Class U3 steel trowel finish | m² | 105.50 |  | 0
3.16 | Pipes of various diameters not exceeding 300mm, trough walls (supply of pipes elsewhere) | nr | 2.00 |  | 0
4 | BRICKWORK, BLOCKWORK AND MASONRY
Burnt Clay Brickwork
Solid burnt clay brickwork to BS 3921, jointed with ordinary 1:4 cement mortar, hoop irons every three courses, and of the following thicknesses
4.1 | 200 mm thick | m² | 134.50 |  | 0
Solid burnt clay brickwork to BS 3921, jointed with ordinary 1:4 cement mortar, hoop irons every three courses, and of the following thicknesses
4.2 | 150 mm thick | m² | 78.50 |  | 0
Carried to Collection |  |  |  |  | 0
Burnt clay pompei grill brickwork vents, jointed with ordinary 1:4 cement mortar, hoop irons every three courses, as detailed in ﻿the drawings of the following sizes
4.3 | 100 mm thick | m² | 9.00 |  | 0
Damp proof course of bitumen impregnated fabric to BS 6398 for the following wall thickness
4.4 | 200 mm thick | m | 62.00 |  | 0
5 | FINISHES HAND WASHING STATION AND DOORS
Wall Finishes
Internal cement lime and sand (1:1:4) wall plaster in 2-coats:
5.1 | Two coats external cement render (1:3) to external walls of pit finished with wood float. | sq.m | 82 |  | 0
5.1.1 | Two coats Black Bitumastic paint on the external walls of pit finished with wood float. | sq.m | 82 |  | 0
5.2 | 15mm thick to plinthwalls C/S mortar 1:3 rendering applied externally av 0.5 deep | sq.m | 13 |  | 0
External Walls
5.3 | Prepare, prime and apply one under coat and three coats of first grade emulsion paint. | sq.m | 57 |  | 0
Internal Wall Finishes
5.4 | Pit plastered on internal face in cement sand 1:3 mortar 150mm thick brickwalling for screen wall plastered internally in 20mm thick c/s 1:3 mortar | sq.m | 56 |  | 0
PAINTING
High Gloss
Timber Surfaces
External quality weather guard paint, two coats, to the following timber surfaces; include surface preparation and undercoat as specified
5.5 | Upper surfaces of fascia board inclined at an angle not exceeding 30 degrees to the horizontal | m² | 9.00 |  | 0
Masonry
External quality weather guard paint, two coats, to the following smooth concrete surfaces; include surface preparation and undercoat as specified
5.6 | Surfaces of walls inclined at an angle exceeding 60 degrees to the horizontal | m² | 78.50 |  | 0
Emulsion Paint
Masonry
Internal quality vinyl silk paint, two coats, to the following smooth concrete surfaces; include surface preparation and undercoat as specified
5.7 | Surfaces of walls inclined at an angle exceeding 60 degrees to the horizontal | m² | 188.00 |  | 0
WATER PROOFING
Damp Proofing
Rendering
5.8 | Rendering of wall surfaces to walls inclined at an angle exceeding 60 degrees to the horizontal in 1:3 ordinary cement mortar finished with a wood float | m² | 360.00 |  | 0
Ceramic Tiles
5.9 | White ceramic wall tiles to internal faces of walls of urinal, toilets and shower | m² | 15 |  | 0
Carried to Collection |  |  |  |  | 0
Protective Layers
Flexible Sheeting
Flexible polyethylene sheeting, gauge 1000, or similar approved, laid to the surface of sand blinded hardcore fill
5.10 | Surfaces of blinding hardcore inclined at an angle not exceeding 30 degrees to the horizontal | m² | 60.00 |  | 0
Sand and Cement Screed
Sand and cement screed of 1:3 cement sand mortar, applied to concrete floors, 25 mm thick, prepared and applied as specified, and finished with a steel float
5.11 | Surfaces of floors inclined at an angle not exceeding 30 degrees to the horizontal | m² | 60.00 |  | 0
MISCELLANEOUS WORKS
Structural
Doors
Supply and fix approved solid hardwood doors with three coats of polyurethane varnish on general surfaces of door as described; 50mm two panel framed door comprising 50 x 100mm stiles, top, middle and bottom rails all grooved and with both panels filled with 30 x 100mm vertical tongued and grooved battens with rubber door stops, all iron mongery and locking arrangements of the following sizes
5.12.1 | Single leaf door overall size 800mm x 2100mm (W x H) | nr | 5 |  | 0
5.12.2 | Single leaf door overall size 900mm x 2100mm (W x H) | nr | 1 |  | 0
Supply and fix the following mild steel grill doors to the Engineers' details constructed from 75 x 50 x primed with red oxide paint, painted with three coats of high gloss paint; complete with all necessary 2mm hollow steel sections iron mongery and accessories
5.13 | Single leaf door overall size 1000 x 2100mm high | nr | 1 |  | 0
Carried to Collection |  |  |  |  | 0
Vault Access Slabs
5.14 | Supply and complete installation of corrosion proof manhole access covers 1000mm x 900mm complete as specified including lifting hooks | nr | 5 |  | 0
Roofing
5.15 | Construct roofing, complete as in the drawings and as specified; include tie beams, purlins, rafters, struts, wall plate, facia board, all roofing timber, gauge 28 blue prepainted GCI sheeting and ridges to the Engineer's satisfaction. | m² | 60.00 |  | 0
Building Finishes
5.16 | Supply and fix a 450 x 800mm granite "Project Label Plate" to detail | sum | 1 |  | 0
5.17 | Supply ND 25mm GI pipe toilet grab rail for the disabled toilet complete with all fittings and ancillaries including anchoring into the floor and wall to the Engineers approval and details | nr | 4 |  | 0
5.18 | Supply and Install OD 110 mm uPVC PN 6 vent pipe, complete with Tee, wire gauze fly screens and all ancillaries | m | 35.00 |  | 0
5.19 | Floor trap for shower, with removal uPVC grating, complete with connection to OD 110 waste pipe beneath building | nr | 1 |  | 0
5.2 | Building finishes including; constructing 20x100mm high 1:3 cement-sand skirting, 700mm wide C20 concrete splash apron; supply and installation of 5no. toilet paper holders, complete to the specifications and as directed by the Engineer | sum | 1 |  | 0
5.21 | Supply ND 25mm GI pipe toilet grab rail for the disabled toilet complete with all fittings and ancillaries including anchoring into the floor and wall to the Engineers approval and details | nr | 4 |  | 0
Water and Drainage
5.22 | Supply and erect 1000 litre (1m3) high level and 500 litre low level Polyethylene tanks as Polytank, elevated from 2m up to 4m above ground level on a mild steel 80mm steel sectional painted tower or equivalent, complete with access ladders and platforms, including all PN 10 GI/PPR pipework, fittings, gate valves, ball float valve, rain water gutters to low level tank and connection to all water closets, urinal and hand washing facilities in toilet block | sum | 1
5.23 | Supply materials and install service line connection including all PN 10 GI/PPR/HDPE plumbing pipe work, fittings and ancillaries from the distribution main to the overhead water tank | sum | 1 |  | 0
5.24 | Construct Shower Closet with DN 13 PPR/GI water pipework, valves, fittings, floor trap, domical removable cast iron grating, gulley trap, elevated perforated circular shower head, 13mm diameter chromium plated pillar taps | sum | 1 |  | 0
Carried to Collection |  |  |  |  | 0
5.25 | Provide materials and construct a hand washing facility complete with wash hand basins, DN 13/20 GI/PPR plumbing pipework, uPVC drainage pipework, all fittings, gulley and bottle traps, valves, 13mm diameter chromium plated pillar taps, waste outlet gratings, all accessories, including single low level wash hand basin for disabled person's usage; as per specifications and drawings and to the Engineer's approval | nr | 2 |  | 0
5.26 | Excavate and construct 1500mm top/bottom diameter x 2.0m deep soak pit complete including filling with hardcore, covering with 2 layers of gauge 1000 polyethylene sheet | nr | 1 |  | 0
5.27 | Supply and Install OD 110 mm uPVC PN 6 pipework to BS 4660, complete with spigot and socket joints, all fittings; from Shower and urinal trough to Soak Pit | m | 30.00 |  | 0
5.28 | Supply and place pre-painted smooth wooden squat covers complete with lifting handles to the approval of the engineer | nr | 6 |  | 0
Carried to Collection |  |  |  |  | 0
Electrical Installation
6.1 | Allow for electric power connection to the toilet block from the nearest pole within a distance of 50m including processing a customer account with UMEME | sum | 1 |  | 0
6.2 | Supply and Install all respective electricals for building lighting; i.e. MCB, metal clad switches, lights, 3core XLPE/SWA/PVC Copper cables, concealed conduits, lights, earthing protection,etc, complete with all accessories as specified and directed by the Engineer | sum | 1 |  | 0
0
| Collection, Page PT 1-1 |  |  |  | 0
| Collection, Page PT 1-2 |  |  |  | 0
| Collection, Page PT 1-3 |  |  |  | 0
| Collection, Page PT 1-4 |  |  |  | 0
| Collection, Page PT 1-5 |  |  |  | 0
| Collection, Page PT 1-6 |  |  |  | 0
| Collection, Page PT 1-7 |  |  |  | 0
| Collection, Page PT 1-8 |  |  |  | 0
| Collection, Page PT 1-9 |  |  |  | 0
| Cost for 1No. Toilet Block |  |  |  | 0
| Total Cost of Toilet Blocks | nr | 4 |  | 0