## Summary
MINISTRY OF WATER AND ENVIRONMENT
LOT 3 CONSTRUCTION OF ENYAU (INTAKE, WATER TTREATMENT PLANT, OTUMBARI, NDAAPI AND MVEPI3)WATER SUPPLY & SANITATION SYSTEM
CONTRACT No. MWE/ WRKS/22-23/00015/3
BILLS OF QUANTITIES GRAND SUMMARY
BILL No. | DESCRIPTION |  |  | TOTAL AMOUNT(Ushs)
GENERAL
1 | General Items |  |  | 88000000
2 | Dayworks |  |  | 0
88000000
WORKS ITEMS
3.1 | Intake |  |  | 0
3.2 | Intake Attendant's House |  |  | 0
3.3 | Intake VIP Latrine |  |  | 0
| Total for Intake Works Carried to Collection |  |  | 0
4 | Raw Water Main |  |  | 0
5 | Treatment Plant Works
5.1 | Treatment Plant Site Works |  |  | 0
5.2 | Flocculators |  |  | 0
5.3 | Clarifiers |  |  | 0
5.4 | Rapid Sand Filters |  |  | 0
5.5 | Clear Water Well |  |  | 0
5.6 | Sludge Drying Beds |  |  | 0
5.7 | Alum Mixing Tanks and Chlorine and Soda Ash Dosing House |  |  | 0
5.8 | Backwash Pumping House |  |  | 0
5.9 | Pump House Electro - Mechanical Installations |  |  | 0
5.1 | Backwash Tank |  |  | 0
5.11 | Administration Building |  |  | 0
5.12 | Supritendent House |  |  | 0
5.13 | Attendants House |  |  | 0
5.14 | Guard House |  |  | 0
5.15 | Chemical House |  |  | 0
| Total for Treatment Works Carried to Collection |  |  | 0
6 | Access Road to Water Treatment Plant |  |  | 0
7 | Transmission WTW to Junction Tank 2 |  |  | 0
8 | Tank 2 Community Supply Area
8.1 | Transmission 2: T - Junction to Tank 2 |  |  | 0
8.2 | 222m³ Tank 2 |  |  | 0
8.3 | Tank 2 Community Distribution Network & Service Connections |  |  | 0
| Total for Tank 2 Supply Area Carried to Collection |  |  | 0
9 | Ndaapi Tank Community Supply Area
9.1 | Pumping Main 1: WTP to Ndaapi Tank |  |  | 0
9.2 | 69m³ Ndaapi Tank |  |  | 0
9.3 | Ndaapi Tank Community Distribution Network & Service Connections |  |  | 0
9.4 | Electro - Mechanical Installations |  |  | 0
| Total for NdaapiTank Supply Area Carried to Collection |  |  | 0
10 | Tank 1 Community Supply Area
10.1 | Pumping Main 1: WTP to Tank 1 |  |  | 0
10.2 | 15m³ Tank 1 |  |  | 0
10.3 | Tank 1 Community Distribution Network & Service Connections |  |  | 0
10.4 | Electro - Mechanical Installations |  |  | 0
| Total for Tank 1 Supply Area Carried to Collection |  |  | 0
11 | Existing 90m³ Tank Community Supply Area
11.1 | Pumping Main 1: WTP to Existing 90m³ Tank |  |  | 0
11.2 | Existing Tank Community Distribution Network & Service Connections |  |  | 0
11.3 | Electro - Mechanical Installations |  |  | 0
| Total for Existing Tank Supply Area Carried to Collection |  |  | 0
12 | Water Offices | No. | Rate
12.1 | Water Office Type 1 | 1 | 0 | 0
Total for Sanitation Infrastructure Carried to Collection |  |  |  | 0
13 | Sanitation Infrastructure | No. | Rate
13.1 | Institutional VIP for Gents | 1 | 0 | 0
13.2 | Institutional VIP for Ladies | 1 | 0 | 0
13.3 | Public Waterborne Toilet | 1 | 0 | 0
Total for Sanitation Infrastructure Carried to Collection |  |  |  | 0
14 | Environment and Social Safeguards |  |  | 0
Subtotal 1 |  |  |  | 88000000
ADD, 10% Contingencies |  |  |  | 8800000
Subtotal 2 |  |  |  | 96800000
ADD, 18% VAT |  |  |  | 17424000
GRAND TOTAL INCLUDING TAXES CARRIED TO BID FORM |  |  |  | 114224000

## B1 - General Items
MINISTRY OF WATER AND ENVIRONMENT
LOT 3 CONSTRUCTION OF ENYAU (INTAKE, WATER TREATMENT PLANT, OTUMBARI, NDAAPI AND MVEPI3) WATER SUPPLY & SANITATION SYSTEM
CONTRACT No. MWE/ WRKS/…..
BILL NO. 1.0: GENERAL ITEMS
Item Nr. | Description | Unit | Quantity | Rate (USh) | Amount (USh)
Contractual Requirements
A110 | Performance security | sum | 1 |  | 0
A120.1 | Insurance of the Works | sum | 1 |  | 0
A120.2 | Third party insurance | sum | 1 |  | 0
A120.3 | Insurance of Contractors Equipment | sum | 1 |  | 0
A120.4 | Workmen's Compensation | sum | 1 |  | 0
Specified Requirements
Accommodation for the Project Manager's staff
A211.1 | Provision of offices | month | 15 |  | 0
A211.2 | Maintenance of offices | month | 15 |  | 0
A219.1 | Provision of 1Nr. 3 - bedroom residential accommodation | month | 15 |  | 0
A219.2 | Maintenance of residential accommodations | month | 15 |  | 0
Services for the Project Manager's staff
Transport vehicles as specified
A221.1 | Provision of vehicles; Station Wagon (Clause 2.1.31) | nr | 1 |  | 0
A221.2 | Maintenance of vehicles; Station Wagon upto 1000 km/month | Vehicle-month | 15 |  | 0
A221.3 | Maintenance of vehicles; Station Wagon over 1000 km/month | km | 5000 |  | 0
A221.4 | Provision of vehicles; Double Cabing Pickup | nr | 1 |  | 0
A221.5 | Maintenance of vehicles; Double Cabing Pickup upto 1000 km/month | Vehicle-month | 15 |  | 0
A221.6 | Maintenance of vehicles; Double Cabing Pickup over 1000 km/month | km | 5000 |  | 0
A221.7 | Provision of vehicles; 125CC off-road/ dirt mortor cycle (Clause 2.1.31) | nr | 1 |  | 0
A221.8 | Maintenance of vehicles; 125CC off-road/ dirt mortor cycle upto 1000 km/month x 1Nr. | Vehicle-month | 15 |  | 0
A221.9 | Maintenance of vehicles; 125CC off-road/ dirt mortor cycle over 1000 km/month x 1Nr. | km | 5000 |  | 0
Communication System
A222.1 | Establish communication system | sum | 1 |  | 0
A222.2 | Maintenance of the communication system | month | 15 |  | 0
Equipment for use by the Project Manager's staff
Office Equipment
A231.1 | Provision of office furniture & equipment | sum | 1 |  | 0
A231.2 | Maintenance of office furniture & equipment | month | 15 |  | 0
A231.3 | Provision of redential furniture & equipment | sum | 1 |  | 0
A231.4 | Maintenance of resdential furniture & equipment | month | 15 |  | 0
A231.5 | Provision of office stationary and consummables | month | 15 |  | 0
Surveying Equipment
A233 | Provision of surveying equipment | month | 9 |  | 0
Attendance upon the Project Manager's staff
A241 | Provide services of drivers | month | 30 |  | 0
A242 | Provide services of chainmen | month | 9 |  | 0
A249.1 | Provide services of Secretary | month | 15 |  | 0
A249.2 | Provide services of Security Gaurd | month | 15 |  | 0
Testing of Materials
A250.1 | Pipes at Uganda Bureau of Standards | sum | 1 |  | 0
A250.2 | Concrete cubes at Ministry of Works Central Laboratories | nr | 25 |  | 0
Carried to Collection |  |  |  |  | 0
Testing of the Works
Pipeline pressure testing
A260.1 | Pressure testing of pipelines at joints per manufacturers specifications; ductile iron pipes, size not exceeding DN300mm; maximum test pressure not exceeding 32 bars. | km | 10.3 |  | 0
A260.2 | Pressure testing of pipelines; uPVC and HDPE; OD63 to OD280; maximum test pressure 20 bars | km | 29.8 |  | 0
A260.3 | Water Tightness testing of tanks | sum | 1 |  | 0
0
A260.4 | Testing and certification of mechanical and electrical systems | sum | 1 |  | 0
0
| Temporary Works |  |  |  | 0
A275 | Earth cofferdam or similar structure to enable the Intake Chamber and River Weir construction | sum | 1 |  | 0
0
A277 | De-watering; Allow for work in water affected areas, including all temporary works, pumping, protection, access, etc to ensure the works are completed as specified; include removal of facilities. | sum | 1 |  | 0
Site Sign Boards as follows
A279.1 | Establishment | nr | 2 |  | 0
A279.2 | Maintenance of site sign-boards until the issue of the Taking-Over of the Whole of the Works | wk | 72 |  | 0
A279.3 | Removal on completion | nr | 2 |  | 0
Surveys of Pipeline Routes as specified
A299.1 | Surveys and drawing production of pipeline routes; pipe diameter greater than 110mm | km | 36.7 |  | 0
Weather Records as specified
A299.3 | Weather Records | month | 15 |  | 0
Record Drawings
A299.4 | Production of As-Built Record drawings to Project Manager's approval | sum | 1 |  | 0
A299.5 | Production of Operating Manuals to Project Manager's approval | sum | 1 |  | 0
Raw Water Quality Testing
A299.6 | Raw water quality testing of samples at an acceptable Laboratory from the proposed water abstraction point; at intervals as directed by the Project Manager | nr | 12 |  | 0
Training of Operations Staff as Specification Clause 2.1.28
A299.7 | Train appointed staff in operation and maintenance procedures of all plant and equipment supplied for period not exceeding 60 days and to the Project Manager's approval | Sum | 1 |  | 0
0
| Tests on Completion of the Water Treatment Plant |  |  |  | 0
A299.8 | Test running of the completed water treatment plant in full operation for 60 consecutive days and to the Project Manager's approval | Sum | 1 |  | 0
0
Carried to Collection |  |  |  |  | 0
Provisional Sums
A420.1 | Allow for relocation of existing services including repair of damage caused to all existing services (e.g. pipes, cables, drains, e.t.c) | Sum |  |  | 80000000
A999 | Contractor's charges and profits associated with administration of items A420.1 thru A420.10 (NOT TO EXCEED 10%) | % |  | 10% | 8000000
Carried to Collection |  |  |  |  | 88000000
Method-Related Charges
Method-related charges, if any, may be inserted by the Tenderer in accordance with Section 7 of CESMM4.
Fixed
A310 | Mobilisation on site | sum | 1
A311 | Demobilise on completion of the Works | sum | 1
A312 | Supply and/or erect Contractor's site offices, stores and workshop | sum | 1
A314 | Remove Contractor's site facilities on completion of the Works | sum | 1
Variable
A329 | Maintain Contractor's site offices, including all services | month | 15 |  | 0
A371 | Contractors Superintendance of Works | month | 15 |  | 0
Carried to Collection |  |  |  |  | 0
BILL NO. 1 - GENERAL ITEMS
Summary Page
| Page 1 of 4 |  |  |  | 0
| Page 2 of 4 |  |  |  | 0
| Page 3 of 4 |  |  |  | 88000000
| Page 4 of 4 |  |  |  | 0
Carried to Summary |  |  |  |  | 88000000

## B2 - DayWorks
MINISTRY OF WATER AND ENVIRONMENT
LOT 3 CONSTRUCTION OF ENYAU (INTAKE, WATER TREATMENT PLANT, OTUMBARI, NDAAPI AND MVEPI3) WATER SUPPLY & SANITATION SYSTEM
CONTRACT No. MWE/ WRKS/…..
BILL NO. 2.0: DAY WORKS
ITEM NO. | DESCRIPTION | UNIT | QUANTITY | RATE(Ushs) | AMOUNT(Ushs)
Labour
DW 1.1 | Working ganger | hr | 30 |  | 0
DW 1.2 | Artisan | hr | 31 |  | 0
DW 1.3 | Semi-skilled | hr | 30 |  | 0
DW 1.4 | Unskilled | hr | 170 |  | 0
DW 1.5 | Driver for light vehicle | hr | 6 |  | 0
DW 1.6 | Driver for heavy vehicle | hr | 10 |  | 0
DW 1.7 | Operator for heavy equipment | hr | 15 |  | 0
Materials
DW 2.1 | Ordinary Portland Cement in 50 kg bags | t | 2 |  | 0
DW 2.2 | Coarse aggregate for concrete. | m³ | 1 |  | 0
DW 2.3 | Fine aggregate for concrete. | m³ | 3 |  | 0
DW 2.4 | Water for concrete | l | 10 |  | 0
DW 2.5 | Sand for building | m³ | 1 |  | 0
DW 2.6 | Sand for plaster | m³ | 1 |  | 0
DW 2.7 | Selected burnt clay bricks for building; size 230 x 115 x 115mm | nr | 997 |  | 0
DW 2.8 | Concrete blocks for building, 225 mm thick | m² | 1 |  | 0
DW 2.9 | Concrete blocks for building, 150 mm thick. | m² | 2 |  | 0
DW 2.10 | Hydrated lime for building | kg | 3 |  | 0
DW 2.11 | Timber, sawn. | m3 | 0.5 |  | 0
DW 2.12 | Timber wrot. | m3 | 0.5 |  | 0
High yield steel reinforcement:-
DW 2.13 | 8-10 mm dia | kg | 20 |  | 0
DW 2.14 | 12-16 mm dia. | kg | 10 |  | 0
DW 2.15 | 20-25 mm dia. | kg | 6 |  | 0
DW 2.16 | Steel reinforcement fabric reference:A193 | m² | 5 |  | 0
DW 2.17 | Steel reinforcement fabric reference:A252 | m² | 4 |  | 0
DW 2.18 | Hardcore filling | m³ | 2 |  | 0
DW 2.19 | Topsoil delivered to site | m³ | 1 |  | 0
Contractors Equipment
DW 3.1 | Road vehicles:Pick-up,1.5t. | hr | 5 |  | 0
Road vehicles:Lorries:
DW 3.2 | Flat - 5t capacity | hr | 5 |  | 0
DW 3.3 | Flat - 10t capacity | hr | 5 |  | 0
Tipping :
DW 3.4 | 5t capacity | hr | 5 |  | 0
DW 3.5 | 10t capacity | hr | 5 |  | 0
Water tankers with pump and hoses:
DW 3.6 | 2,500 litre capacity. | hr | 4 |  | 0
DW 3.7 | 5,000 litre capacity. | hr | 4 |  | 0
Carried to Collection |  |  |  |  | 0
Excavator, face shovel or dragline:
DW 3.8 | 0.25 m3 bucket. | hr | 5 |  | 0
DW 3.9 | 0.5m3 bucket. | hr | 4 |  | 0
DW 3.10 | 1.0m3 bucket. | hr | 3 |  | 0
DW 3.11 | excavator with a hydraulic hammer | hr | 5 |  | 0
Tractors:
DW 3.12 | rubber tyred with trailer, 75 kw. | hr | 0.5 |  | 0
DW 3.13 | tracked including bull and angle dozer with ripper:
| (i) 150 kw. | hr | 0.5 |  | 0
| (ii) 200 kw | hr | 0.5 |  | 0
| (iii) 250 kw. | hr | 0.5 |  | 0
Rollers:
DW 3.14 | manual, 250 kg | hr | 0.5 |  | 0
DW 3.15 | vibratory, self, propelled, 1500 kg. | hr | 0.5 |  | 0
Concrete mixers with weigh batchers and loading hoppers:
DW 3.16 | 300 litre capacity. | hr | 1 |  | 0
DW 3.17 | 400 litre capacity. | hr | 1 |  | 0
Concrete vibrator, pneumatic with hoses:
DW 3.18 | poker type, 50 mm | hr | 1 |  | 0
DW 3.19 | shutter type | hr | 1 |  | 0
Bar bending and shearing machines:
DW 3.20 | bending:-
| (1) hand operated. | hr | 2 |  | 0
| (2) power operated. | hr | 2 |  | 0
shearing:-
DW 3.21 | (1) hand operated | hr | 2 |  | 0
DW 3.22 | (2) power operated. | hr | 2 |  | 0
Air compressor, mobile with 5m hose and steels with:
DW 3.23 | 1 breker. | hr | 2 |  | 0
DW 3.24 | 2 breakers. | hr | 2 |  | 0
Dewatering Pumps with motor and 5m suction, 3m delivery hose
DW 3.25 | Norminal size 50mm. | hr | 20 |  | 0
DW 3.26 | Nominal size 100mm. | hr | 20 |  | 0
Mobile electricity generating sets, 240v, 1 ph, 50 Hz:
DW 3.27 | 5 kvA | hr | 5 |  | 0
DW 3.28 | 10 kvA | hr | 5 |  | 0
Carried to Collection |  |  |  |  | 0
COLLECTION
| Collection, Page 1 of 3 |  |  |  | 0
| Collection, Page 2 of 3 |  |  |  | 0
Carried to Summary |  |  |  |  | 0

## B 3.1 - Intake
MINISTRY OF WATER AND ENVIRONMENT
LOT 3 CONSTRUCTION OF ENYAU (INTAKE, WATER TREATMENT PLANT, OTUMBARI, NDAAPI AND MVEPI3) WATER SUPPLY & SANITATION SYSTEM
CONTRACT No. MWE/ WRKS/…..
BILL NO. 3.1: Intake Structure
ITEM NO. | DESCRIPTION | UNIT | QUANTITY | RATE(Ushs) | AMOUNT(Ushs)
Preamble:
The relevant drawings are ENY_INT_001 and 002 including references made there- in to other drawings
DEMOLITION AND SITE CLEARENCE
D100 | General site clearence for the work site. | ha | 0.41 |  | 0
Trees
Cut and dispose of trees of the following girths; include removal of stump and backfilling the hole left with selected excavated material.
D210 | Girth 500mm - 2 m | nr. | 14 |  | 0
D210 | Girth exceeding 2 m | nr. | 1 |  | 0
Stumps
Remove and dispose of stamps of the following diameter; include for grabing up the roots and backfilling backfilling the hole left with selected excavated material.
D310 | Diameter 150 -500mm | nr | 10 |  | 0
D320 | Diameter 500 mm -1 m | nr | 6 |  | 0
EARTHWORKS
Excavation in material other than topsoil, rock or artificial hard material, commencing surface is the stripped ground level
Excavation for cutting
E222 | Depth 0.25 - 0.5m | m³ | 112.2 |  | 0
E232 | Depth not exceeding 0.25m: commencing surface - top of exposed rock. | m³ | 120 |  | 0
Excavation for foundations
E324 | Depth 1-2m | m³ | 77 |  | 0
Excavation in rock material, commencing surface is the existing bed
E334 | Depth 1-2m | m³ | 16 |  | 0
E335 | Depth 2 - 5m | m³ | 13 |  | 0
Excavation Ancillaries
Triming
Triming of excavated surfaces for whole structure in the following materials
E512 | Material other than topsoil, rock or artificial hard material inclined at an angle not exceeding 45o to the horizontal. | m2 | 26 |  | 0
E513 | Rock surfaces inclined at an angle not exceeding 45o to the horizontal. | m2 | 10 |  | 0
Preparation
Preparation of excavated surfaces in the following materials
E522.1 | Material other than topsoil, rock or artificial hard material inclined at an angle not exceeding 45 degrees to the horizontal | m2 | 26 |  | 0
Preparation of road formation
E522.2 | Reshaping of existing road formation | m² | 3000 |  | 0
E522.3 | Compaction of road formation to at least 98% of maximum dry density to BS 1377: Part 4: 1990 (BS - Heavy). | m² | 3000 |  | 0
Carried to Collection |  |  |  |  | 0
Disposal of Excavated Material
Disposal of excavated material to sites as specified and as directed by the Engineer
E531 | Topsoil | m³ | 112.2 |  | 0
E532 | Material other than topsoil, rock or artificial hard material | m³ | 197 |  | 0
E533 | Rock | m³ | 17.4 |  | 0
E569 | Excavation of unsuitable material below formation level as directed by the Project Manager and replacement with improved subgrade murram as specified | m³ | 44.4 |  | 0
Filling
E615 | Filling to structures with approved imported natural material other than rock gravel compacted in layers not exceeding 200mm | m³ | 44.4 |  | 0
E616 | Excavated rockfill to intake structure stabilisation | m³ | 7 |  | 0
General filling - shoreline
Filling to stabilise shoreline by methods specified and to depths as shown in the drawings with the following materials
E636 | Excavated rock. | m³ | 11.6 |  | 0
E637 | Imported rock. | m³ | 2 |  | 0
IN-SITU CONCRETE
Provision of Concrete
Designed Mix Concrete
Grade C15
Designed mix, grade C15 concrete, to BS 5328, with ordinary portland cement to BS 12, aggregate to BS 882, for the following aggregate sizes
F231 | 10mm aggregate | m3 | 52 |  | 0
Grade C20
Designed mix, grade C20 concrete, to BS 5328, with ordinary portland cement to BS 12, aggregate to BS 882, for the following aggregate sizes
F243 | 20mm aggregate | m3 | Rate Only |  | 0
Grade C30
Designed mix, grade C30 concrete, to BS 5328, with ordinary portland cement to BS 12, aggregate to BS 882, for the following aggregate sizes
F253 | 20mm aggregate | m3 | 1240 |  | 0
Placing Mass Concrete
Blinding
Placing blinding concrete, grade C15, of the following thickness
F511 | Thickness not exceeding 100mm | m3 | 52 |  | 0
Carried to Collection |  |  |  |  | 0
Placing Reinforced Concrete
Bases, Footings and Ground Slabs
Placing reinforced concrete, grade C30 for bases of the following thickness
F622 | Thickness 150-300mm | m3 | Rate Only |  | 0
Placing reinforced concrete, grade C30 for walls, bases and river weir of the following thickness
F642 | Thickness 150-300mm | m3 | 1240 |  | 0
CONCRETE ANCILLARIES
Formwork
Fair finish formwork in vertical plane of the following width
G242 | Width 0.1-0.2m | m | 0 |  | 0
G244 | Width 0.4-1.22m | m² | 77 |  | 0
G245 | Width exceeding 1.22m | m² | 1155 |  | 0
Reinforcement
High Yield Steel
Twisted high yield steel bars to BS4449 and of the following sizes
G524 | Nominal size, 6mm-16mm | t | 78.8 |  | 0
Joints
Plastic water stopsto BS 903 of the following width
G652 | 150-200mm | m | 40 |  | 0
Concrete acccessories
Finishing to top surfaces
G812 | Steel float finish (Class U3) internally to slabs and sump | m2 | 500 |  | 0
| Steel float finish (Class U3) internally to river weir top inclined at an at 45o to the horizontal. | m2 | 168 |  | 0
G831 | Inserts; DN300 galvanized steel pipe projecting from one surface | nr | 3 |  | 0
PIPEWORK - PIPES
Concrete pipe culverts including concrete headwalls
Depth not exceeding 1.5m
I243 | DN600 mm | m | 7 |  | 0
I244 | DN900 mm | m | 14 |  | 0
PIPEWORK-FITTINGS AND VALVES
Steel fittings
Double Collars
Viking Johnson coupling, maxi type or similar to ISO 2441, flanges to ISO 2441, all to PN 10 for pipes of the following sizes
J342 | ND 300mm | nr | 1 |  | 0
Carried to Collection |  |  |  |  | 0
Straight Specials
Plain ended pipes with puddle flange 100mm from one end, class K9 to BS 4772 or ISO 2531 with cement mortar lining all to PN 10 and of the following sizes and length
J383 | 300 mm ND length not exceeding 2.0m | nr | 1 |  | 0
Valves and Penstocks
Supply and install manually operated penstock for the following openings in wall
J883 | 300mm ND | nr | 1 |  | 0
PIPEWORK - MANHOLES AND PIPEWORK ANCILLARIES
In-situ concrete catch-pits
K231 | Depth not exceeding 1.5 m | nr | 3 |  | 0
K232 | Depth 1.5 - 2 m | nr | 0 |  | 0
PIPEWORK - MANHOLES AND PIPEWORK ANCILLARIES
Drainage ditches
Stone-pitched lined trapezoidal ditches as follows
K472 | Cross-sectional area 0.25 - 0.5 m2 | m | 50 |  | 0
K473 | Cross-sectional area 0.5 -0.75 m2 | m | 80 |  | 0
K474 | Cross-sectional area 0.75 - 1 m2 | m | 75 |  | 0
Scour check walls
K999 | Scour check walls in stone masonry | nr | 120 |  | 0
ROADS AND PAVING
Gravel Sub-base
R195.1 | Imported gravel sub-base material to approval of Project Manager compacted to 95% maximum dry density; compacted depth n.e 1.0m layers in 200 mm. | m³ | 2000 |  | 0
Gravel wearing course
R195.2 | Imported gravel wearing course material to approval of Project Manager compacted to 95% maximum dry density; compacted depth 100 mm | m³ | 45 |  | 0
Step Irons
N190 | Supply and fix galvanised steel step-irons, with separation distance 265mm, fixed into a reinforced concrete structure, as shown in the drawings | nr | 6 |  | 0
WATER PROOFING
Protective Layers
Flexible polyethylene sheeting, gauge 1000, or similar approved, laid to the surface of blinding concrete or sand blinded hardcore fill
W421 | Surfaces inclined at an angle not exceeding 30 degrees to the horizontal | m² | 308 |  | 0
MISCELLANEOUS WORKS
Fences
X135 | 100x100mm Concrete post of C25 concrete and wire galvanised wire chain link fence of gauge 10 to BS 1722, with triple row of barbed wire on top, anchored into blockwork dwarf wall as per drawings, height 2-2.5 m | m | 90 |  | 0
Gates
X235 | Metal vehicular access gate 3m wide complete with 1m side pedestrain entry gate all anchored in C25 reinforced concrete columns and pad foundations, painted to Project Manager's approval | nr | 1 |  | 0
Carried to Collection |  |  |  |  | 0
Rockfilled gabions in hot dip galvanized and PVC coated double twisted 4mm wire
X410 | Box gabions 1.5m x 1m x 1m; galvanized steel fabric 50 x 50 mm opening; rock fill size 150 - 300mm | nr | 120 |  | 0
X420 | Gabion mattress 2m x 1m x 0.3m thick; galvanized steel fabric 50 x 50mm opening; rock fill size 50 -150mm | m2 | 40 |  | 0
X599.1 | Supply and fix coarse screens galvernised to BS 729; include fixing to the reinforced concrete wall as shown in the drawing ENY-INT-002 | nr | 1 |  | 0
X599.2 | Supply and fix fine screens galvernised to BS 729; include fixing to the reinforced concrete wall as shown in the drawing ENY-INT-002 | nr | 1 |  | 0
X599.3 | Supply and install DN300 stainless steel hand stocks including lifting handle as shown in the drawing | nr | 2 |  | 0
X599.4 | Provision of 300mm diameter silt flush steel pipe in weir | m | 6 |  | 0
Carried to Collection |  |  |  |  | 0
COLLECTION
| Collection, Page 1 of 6 |  |  |  | 0
| Collection, Page 2 of 6 |  |  |  | 0
| Collection, Page 3 of 6 |  |  |  | 0
| Collection, Page 4 of 6 |  |  |  | 0
| Collection, Page 5 of 6 |  |  |  | 0
Carried to Summary |  |  |  |  | 0

## B 3.2 Intake House
MINISTRY OF WATER AND ENVIRONMENT
LOT 3 CONSTRUCTION OF ENYAU (INTAKE, WATER TREATMENT PLANT, OTUMBARI, NDAAPI AND MVEPI3) WATER SUPPLY & SANITATION SYSTEM
CONTRACT No. MWE/ WRKS/ …......
BILL No. 3.2: Intake Guard House
Item Nr. | Description | Unit | Quantity | Rate (USh) | Amount (USh)
Preamble:
The works under this bill are covered under the Particular Specifications.
DEMOLITION AND SITE CLEARANCE
General Site Clearance
D110 | General site clearance for office premises | m2 | 64 |  | 0
Trees
Cut and dispose of trees of the following girths; include removal of stump and backfilling the hole left with top soil
D210 | Girth 500 mm-1 m | nr | 2 |  | 0
D220 | Girth 1-2 m | nr | 2 |  | 0
Stumps
Remove and dispose of stumps of the following diameter; include for grabbing up the roots and backfilling the hole left with top soil
D310 | Diameter 150-500 mm | nr | 2 |  | 0
EARTHWORKS
Excavation for foundations
Topsoil
E310 | Strip top soil, depth not exceeding 0.15 m for site | m³ | 5 |  | 0
Ordinary Soil
Excavation for foundations in material other than topsoil,rock or artificial hard material,commencing surface is the formation level
E322 | Depth 0.25-0.5m | m³ | 18 |  | 0
E323 | Depth 0.5-1m | m³ | 5 |  | 0
Rock
Excavation for foundations in rock,commencing surface is the exposed surface of the rock
E333 | Depth 0.5 - 1.0 m | m³ | 4 |  | 0
Excavation Ancillaries
Preparation
Preparation of excavated surfaces for whole structure in the following materials
E522 | Material other than topsoil,rock,or artificial hard material inclined at an angle not exceeding 45 degrees to the horizontal | m² | 17.25 |  | 0
Carried to Collection |  |  |  |  | 0
E523 | Rock surfaces inclined at an angle not exceeding 45 degrees to the horizontal | m² | 5 |  | 0
Disposal of Excavated Material
Disposal of excavated material to fill sites as specified and as directed by the Engineer
E532 | Material other than topsoil,rock,or artificial hard material | m³ | 6.6667 |  | 0
E533 | Rock | m³ | 5 |  | 0
Anti-termite Treatment
E597 | Apply approved anti-termite treatment to surfaces of hardcore blinding, sides and bottoms of foundation excavations to the manufacturer's instructions | sum | 1 |  | 0
Filling
Filling to structures by methods specified and to depths as shown in the drawings with the following materials
E615 | Selected imported granular material other than topsoil, rock or artificial hard material to office area and compacted to 98% MOD AASHTO | m³ | 4 |  | 0
E645 | 50mm thick bed of approved imported sand blinding on top of hardcore fill well spread, levelled, rammed and consolidated to the Engineer's satisfaction | m³ | 1 |  | 0
E647 | 200mm thick bed of approved imported hardcore well spread, levelled, rammed and consolidated on stabilized ground to the Engineer's satisfaction | m³ | 7.2 |  | 0
Trimming
Trimming of surfaces filled with material other than topsoil, rock or artificial hard material, for the following types of work surfaces
E712 | Surfaces inclined at an angle not exceeding 45 degrees to the horizontal | m² | 18 |  | 0
Trimming of surfaces filled with rock for the following types of work surfaces
E713 | Surfaces inclined at an angle not exceeding 45 degrees to the horizontal | m² | 3 |  | 0
Landscaping
E810 | Turfing for lawns inside fenced off compound; include filling with excavated topsoil, levelling and the preparation of the surfaces. Include the planting of water friendly trees as recommended by the Engineer | m² | 0 |  | 0
Carried to Collection |  |  |  |  | 0
IN SITU CONCRETE
Provision of Concrete
Ordinary Designed Mix Concrete
Grade C15
Designed mix, grade C15 concrete, to BS 5328, with ordinary portland cement to BS 12, aggregate to BS882, for the following aggregate sizes
F132 | 20mm aggregate | m³ | 9 |  | 0
Designed mix, grade C20 concrete, to BS 5328, with ordinary portland cement to BS 12, aggregate to BS882, for the following aggregate sizes
Grade C25
Designed mix, grade C25 concrete, to BS 5328, with ordinary portland cement to BS 12, aggregate to BS882, for the following aggregate sizes
F142 | 20mm aggregate | m³ | 2 |  | 0
Placing Mass Concrete
Bases, Footings and Ground Slabs
Placing mass concrete, for strip foundations, grade C20, of the following thickness
F622 | Thickness 150-300mm | m³ | 6 |  | 0
Placing Reinforced Concrete
Bases, Footings and Ground Slabs
Placing reinforced concrete grade C25, for floor slab of the following thickness
F622 | Thickness 150-300mm | m³ | 3 |  | 0
Beams
Placing reinforced concrete, grade C25, for ring beam of the following cross-sectional area
F762 | Cross-sectional area 0.03 - 0.1 m2 | m³ | 2 |  | 0
CONCRETE ANCILLARIES
Formwork-Fair Finish
Fair Finish Plane Horizontal
Plane fair finish horizontal formwork to office block of the following width
G213 | Width 0.2 - 0.4m | m² | 9.2 |  | 0
G214 | Width 0.4 - 1.22m | m² | 0 |  | 0
Carried to Collection |  |  |  |  | 0
Fair Finish Plane Vertical
Plane fair finish vertical formwork of the following width
G241 | Width not exceeding 0.15m | m² | 17 |  | 0
G243 | Width 0.2 - 0.4m | m² | 0 |  | 0
Reinforcement
Deformed High Yield Steel Bars
High yield square twisted or ribbed bars to BS4449 and of the following sizes
G525 | Nominal size, 6 - 16mm | kg | 146 |  | 0
Steel Fabric
High tensile steel fabric reinforcement to BS 4483, fabric reference A252, cast in concrete slab with minimum 200mm end side laps, and of the following mass
G564 | Nominal mass 4-5 kg/m² | m² | 25 |  | 0
Concrete Accessories
Finishing of Top Surfaces
Finishing of top surfaces by the following methods
G811 | Class U2 wood float finish to top of floor of office block | m2 | 36 |  | 0
G812 | Steel float finish | m2 | 0 |  | 0
ROADS AND PAVINGS
Road Base and Wearing Course
Shape road surface and parking area by medium grading to camber and crossfall with a motor grader
R111 | Depth not exceeding 200 mm | m² | 0 |  | 0
Provide, transport up to site, spread, shape, stabilise and compact to atleast 95% MDD AASHTO approved gravel material for flexible base and wearing course, of the following thickness
R112 | Depth 150-300 mm | m3 | 0 |  | 0
Kerbs
Construct Kerbs of pre-cast concrete to BS 7263 of cross section area 0.05-0.1 m² to the following alignment
R711 | Straight or curved to a radius exceeding 12 m | m | 0 |  | 0
R712 | To a radius not exceeding 12 m | m | 0 |  | 0
Carried to Collection |  |  |  |  | 0
Walkways
R911 | Concrete (C20) paved walkway in 600 x 600 x 50mm thick sections; include sand bedding, earthworks, jointing and concrete edge protection | m² | 0 |  | 0
BRICKWORK & MASONRY
Dense concrete blockwork to BS 7263, jointed with ordinary 1:5 cement mortar, hoop irons every three courses, including 1:4 cement plaster to both faces complete, as detailed in the drawings, for walls of the following thickness
U521.1 | 150 mm thick | m2 | 35 |  | 0
U521.2 | 230 mm thick | m2 | 66 |  | 0
U522.3 | 230 mm thick louvred walling | m² | 3 |  | 0
Permanent Vents
Fired clay vent bricks to BS 7263, jointed with ordinary 1:5 cement mortar above door and window openings, including plastic gauze mosquito mesh sandwiched on a GI coffee tray mesh, for walls of the following thickness
U589 | 150 - 230 mm thick | m2 | 2 |  | 0
PAINTING
High Gloss
Timber Surfaces
External quality weather guard paint, two coats, to the following timber surfaces; include surface preparation and undercoat
V321 | Upper surfaces of fascia board inclined at an angle not exceeding 30 degrees to the horizontal | m² | 5.85 |  | 0
External quality weather guard paint, two coats, to the following smooth concrete surfaces; include surface preparation and under coat as specified
V363 | Surfaces of walls inclined at an angle exceeding 60 degrees to the horizontal | m² | 55 |  | 0
Emulsion Paint
Masonry
Internal quality vinyl silk paint, two coats, to the following smooth concrete surfaces; include surface preparation as specified
V563 | Surfaces of walls inclined at an angle exceeding 60 degrees to the horizontal | m2 | 66 |  | 0
WATER PROOFING
Damp proof course of bitumen impregnated fabric to BS 6398 for the following wall thickness
W113 | 230 mm wide | m | 26 |  | 0
Carried to Collection |  |  |  |  | 0
Rendering
W153 | Surfaces to walls inclined at an angle exceeding 60 degrees to the horizontal in ordinary cement mortar | m² | 55 |  | 0
Roofing
W322 | Construct roofing, complete as in the drawings and as specified; include tie beams, purlins, rafters, struts, wall plate, fascia board and all roofing timber, Kiln fired clay roofing tiles; including ridge caps for pitched trussed roof. and 112mm uPVC rain water guttering and DN 80 drainage pipes to the Engineer's satisfaction. | m2 | 45 |  | 0
Protective Layers
Flexible Sheeting
Flexible polyethylene sheeting, gauge 1000, or similar approved, laid with 300mm overlaps at joints, to the surface of sand blinded hardcore fill
W421.1 | Surfaces of blinding hardcore inclined at an angle not exceeding 30 degrees to the horizontal | m² | 35 |  | 0
Damp proof course of Hessian based bitumen impregnated fabric to BS 6398 bedded on 1:4 cement and sand mortar with 150mm overlaps at joints; for the following wall
W421.2 | 150 - 230 mm thick | m | 26 |  | 0
Sand and Cement Screed
Sand and cement screed of 1:3 cement sand mortar, applied to concrete floors, 25 mm thick, prepared and applied as specified, and finished with a steel float
W441 | Surfaces of floors inclined at an angle not exceeding 30 degrees to the horizontal | m² | 35 |  | 0
MISCELLANEOUS WORKS
Fences
X135 | Concrete post and chainlink wire fence complete as shown on drawings; height 2 - 2.5 m | m | 0 |  | 0
Gates
X235 | Metal field gate; width 3 - 4 m double leaf with personnel-access gate 1.0m wide | nr | 0 |  | 0
X399 | Drain to splash apron around building as specified and shown on drawings | m | 0 |  | 0
Site Works
X999.1 | Water supply connection House | sum | 0 |  | 0
X999.2 | Sanitary drainage system comprising in situ concrete manholes, OD160 PVC drain pipes, in situ concrete septic tank including manhole covers together with rock-filled soak-pit all as detailed on the drawings | sum | 0 |  | 0
Carried to Collection |  |  |  |  | 0
SIMPLE BUILDING WORKS INCIDENTAL TO CIVIL ENGINEERING WORKS
Z119 | Supply and install expanded metal and plastered ceiling nailed to brandering made from sawn treated Cyprus or other similar grade and approved timber in roof structure; complete including 3 coats of matt emulsion paint and 600 x 600mm hardwood access trap door | m² | 35 |  | 0
Windows, doors and glazing
Timber solid panel hardwood doors include frame, all ironmongery, varnishing and locking arrangements with a permanent vent of 200mm
Z313.1 | Single leaf size 2.4 x 0.9m | nr | 0 |  | 0
Z313.2 | Double leaf size 2.4 x 0.8m wide | nr | 0 |  | 0
Steel frame glazed window include frame, burglar proofing, glazing and all iron mongery with louvered permanent vent of 200mm as follows
Z321.1 | Casement window 1.5m x 1.5m clear opening | nr | 2 |  | 0
Z321.2 | Casement window 0.6 x 0.8m clear opening | nr | 0 |  | 0
Z321.3 | Mild steel permanent vent overall size 800mm x 300mm high comprising 50 x 50 x 2mm angle section steel framing and 75 x 2mm thick mild steel louvres welded to frame | nr | 2 |  | 0
Single leaf steel casement door including frame, burglar proofing, glazing and all iron mongery and locks with louvered permanent vent of 200mm
Z323.2 | Door 2.4 x 0.9m wide; half steel plate and half glazed | nr | 2 |  | 0
0
Surface finishes
Cement plaster
Z413 | To walls | m² | 66 |  | 0
Z414 | To ceiling and eaves soffit on expanded metal and timber frame including cornices | m2 | 35 |  | 0
Carried to Collection |  |  |  |  | 0
Supply of Office Furniture and Equipment
Z999 | Home Furniture and Equipment (items to be handed over at Taking-Over of the Completed Works) | sum | 1 |  | 0
Electrical and Mechanical Work
ME01 | 50W 12V solar generator system comprising 1No. solar panel as DAYLIFF Cat. No. SL50, 10A charge controller complete with LED battery charge indicator, charge/discharge cut-off with buzzer alarm to indicate low voltage disconnection and overload and short cicuit protection, 1No 100Ah 12V solar battery, 50W inverter complete with protection and indicating facilities and all accessories. | System | 1 |  | 0
ME02 | 100A 4way SPN MCB consumer unit complete with integral isolator and 2No. 32A and 2No. 6A MCBs | No. | 1 |  | 0
ME03 | Wire socket outlets in 3x2.5mm2 PVC insulated copper cables in concealed PVC conduit | No. | 2 |  | 0
ME04 | Wire lighting points through 6A switches in 3x1.5mm2 PVC insulated copper cables in concealed PVC conduit - include 1No at the VIP latrine | No | 8 |  | 0
Fittings
ME05 | Pendant lighting fitting comprising ceiling rose, 300mm 3x1.mm2 flexible copper cable, lamp holder and 6W LED lamp | No | 2 |  | 0
ME06 | Surface wall mounted luminaire of die cast alluminium and opal UV vandal resistant diffuser and 6W LED lamp | No | 6 |  | 0
ME07 | 6W LED wall mounted bulkhead lighting fitting - security lighting | No | 4 |  | 0
ME08 | 13A 1gang switched socket outlet | No | 2 |  | 0
ME09 | Earth the Attendant's house to the requirements of BS 7671 | Item | 1 |  | 0
ME10 | Lightning protection for the block in 1No air terminal 40metres 3x25mm copper tape including clips, 2No inspection clamps and 2No.16mm diameter 1.5m long copper rod buried in 300mmx300 mmx1.5mdeep earth | Item | 1 |  | 0
ME11 | Allow for testing the Attendant's House to the requirements of BS 7671 | Item | 1 |  | 0
Extrernal lighting
ME12 | 6.0m high rigid steel pole mounted self-contained street solar lighting lantern hoisting a monocrystalline 125W photo voltaic module and 40W LED lamp mounted in a corrosion proof die cast alluminium housing and incorporating a multi-functional digital controller for automatic battery charging regulation, load and lighting control and automatic switching at dusk and dawn and a lockable water proof box housed VRLA battery. Bidders to indicate perfomance parameters and warranty. | No | 4 |  | 0
Carried to Collection |  |  |  |  | 0
Collection
| Collection, Page 1/9 |  |  |  | 0
| Collection, Page 2/9 |  |  |  | 0
| Collection, Page 3/9 |  |  |  | 0
| Collection, Page 4/9 |  |  |  | 0
| Collection, Page 5/9 |  |  |  | 0
| Collection, Page 6/9 |  |  |  | 0
| Collection, Page 7/9 |  |  |  | 0
| Collection, Page 8/9 |  |  |  | 0
Total Cost of Office Blocks Carried to Summary |  |  |  |  | 0

## B 3.3 VIP
MINISTRY OF WATER AND ENVIRONMENT
LOT 3 CONSTRUCTION OF ENYAU (INTAKE, WATER TREATMENT PLANT, OTUMBARI, NDAAPI AND MVEPI3) WATER SUPPLY & SANITATION SYSTEM
CONTRACT No. MWE/ WRKS/ …......
BILL No. 3.3: One Stace VIP Latrine
Item Nr. | Description | Unit | Quantity | Rate (USh) | Amount (USh)
EARTHWORKS
E323 | Excavation to strip foundations | m3 | 7 |  | 0
E411 | General excavation; topsoil maximum depth not exceeding 250mm over the toilet extents
Excavation of latrine pit commencing surface is the stripped level.
E422 | Depth 0.0 - 1.0m | m3 | 6 |  | 0
E423 | Depth 1.0 - 2.0m | m3 | 6 |  | 0
E424 | Depth 2.0 - 5m | m3 | 9 |  | 0
| Excavation of rock, commencing surface is exposed rock surface; | m³
E434 | Depth 1.0 - 2.0m | m3 | 6 |  | 0
E435 | Depth 2.0 - 5m | m3 | 9 |  | 0
Excavation ancillaries
E522 | Preparation of excavated surfaces | m2
Disposal of excavated material off site or as may be directed by the Engineer;
E532 | Materials other than topsoil, rock, or artificial hard material | m3 | 21 |  | 0
E533 | Rock | m3 | 15 |  | 0
Filling;
E614 | Selected excavated material around foundations and into plinth | m3 | 3 |  | 0
E615 | Imported natural material other than topsoil or rock | m3 | 2 |  | 0
E617 | Imported hardcore to 150mm thickness | m2 | 8 |  | 0
Filling ancillaries;
E722 | Preparation of filled surfaces to receive hardcore | m2 | 8 |  | 0
E723 | Preparation of filled surfaces to receive concrete | m2 | 8 |  | 0
IN INSITE CONCRETE
Provision of concrete
Designed mix, Cement to BS 12, 20mm aggregate to BS 882 and specification series 500
F243 | Grade C15 | m3 | 7.4 |  | 0
F253 | Grade C25 | m3 | 8.5 |  | 0
Placing of concrete
Mass
F522 | Grade 15 in strip footing & latrine pit base | m3 | 6.4 |  | 0
F581 | Grade15 in capping. | m3 | 1 |  | 0
Reinforced
F621 | Grade 25 in 100mm thick floor slab, lintel and pit beams | m3 | 8.5 |  | 0
F684.1 | 600 x 600 x 50mm thick grade 25 precast concrete manhole cover slab to detail | No. | 1 |  | 0
Carried to Collection |  |  |  |  | 0
CONCRETE ANCILLARIES
G112 | Plane Horizontal formwork; class S1 finish to suspended latrine slab and lintel. | m2 | 6 |  | 0
G141 | Plane Vertical formwork; class S1 finish to copping width n. e 0.1m | m | 14.4 |  | 0
G142 | Plane Vertical formwork; class S1 finish to lintel, capping and slab edges; width 0.1 - 0.2m | m | 25.6 |  | 0
Reinforcement
G512 | 8mm plain round steel bars in lintels, vertical walls and beams | Kg. | 100 |  | 0
G524 | 12mm high yield steel bars in lintels, vertical walls, suspended slab and beams | Kg. | 380 |  | 0
G562 | A142 mesh nominal mass 2.22kg/m2 to floor slab | m2 | 0 |  | 0
Concrete accessories
G812 | Steel float cement screed finish to pit latrine base slab, floor slab and splash apron thickness 25mm. | m2 | 21 |  | 0
BRICKWORK, BLOCK WORK AND MASONRY
U511.1 | 100mm thick burnt clay pompey grill brickwork, bonded with cement mortar. | m2 | 0.3 |  | 0
Dense Concrete Blockwork in Vertical Straight Walls
U512.1 | 150mm thick hollow blockwork, bonded with cement mortar in superstructure, including a 25mm thick rendering with a steel float cement screed finish on the both faces to specification. | m2 | 40 |  | 0
U512.1 | 200mm thick hollow blockwork, bonded with cement mortar in substructure, including a 25mm thick cement to sand (1:2) mix rendering with a steel float cement screed finish on the inner face to specification. | m2 | 36 |  | 0
Ancillaries
U582 | Damp proof courses; bituminous felt sheeting to BS 743; 200mm width | m | 14 |  | 0
PAINTING
Alkyd gloss paint in 2 coats
Timber
V426 | Fascia board, 225mm wide | m | 9.2 |  | 0
Isolated group of surfaces
V428 | 750 x 1750mm door and frame | No. | 1 |  | 0
V463 | 2 coats to vertical plastered blockwork internal surfaces | m2 | 80 |  | 0
V926 | One coat of aluminium based wood primer to fascia/verge boards | m | 10 |  | 0
V928 | One coat of aluminium based wood primer to door and frame | No. | 1 |  | 0
V963 | One coat of alkali resisting primer to walling | m2 | 80 |  | 0
Carried to Collection |  |  |  |  | 0
WATER PROOFING
W321.1 | Gauge 28 pre-painted, galvanized corrugated iron roofing sheets Specification. | m2 | 6 |  | 0
MISCELLANEOUS WORK
X900.1 | 750 X 2000 x 50mm framed, ledged and braced door with 2 No. 100mm steel butt hinges, 1No 100mm tower bolt, 1No 200mm stainless steel barrow padlock bolt & 75mm padlock complete with a 63 x 125mm rebated door frame. | No. | 1 |  | 0
X900.4 | 1000Ltr. plastic water tank as manufactured by Ms Crest Tanks or other approved, complete with all associated plumbing fittings a stone maosnry support base as detailed. | Item | 1 |  | 0
X900.5 | Urinal/floor trap with domical removable cast iron grating | No. | 1 |  | 0
X900.6 | 1500mm top/bottom diameter x 2.0m deep soakpit including filling with hardcore, covering with 2 layers of gauge 1000 polyethylene sheet complete including connecting to gulley traps with 100mm diameter uPVC drain pipes | Item | 1 |  | 0
X900.7 | Provide and install a 600 x 750mm composite inspection cover. | No. | 1 |  | 0
SIMPLE BUILDING WORKS INCIDENTAL TO CIVIL ENGINEERING WORKS
Z114 | Timber frame roof structure complete as in the drawings and as specified | m2 | 6 |  | 0
Carried to Collection |  |  |  |  | 0
Summary Page
| Page 1 of 3 |  |  |  | 0
| Page 2 of 3 |  |  |  | 0
| Page 3 of 3 |  |  |  | 0
Carried to Summary |  |  |  |  | 0

## B 4 - Raw Water Main
MINISTRY OF WATER AND ENVIRONMENT
LOT 3 CONSTRUCTION OF ENYAU (INTAKE, WATER TREATMENT PLANT, OTUMBARI, NDAAPI AND MVEPI3) WATER SUPPLY & SANITATION SYSTEM
CONTRACT No. MWE/ WRKS/…..
BILL NO. 4.0: Raw Water Main
ITEM NO. | DESCRIPTION | UNIT | QUANTITY | RATE (Ushs) | AMOUNT (Ushs)
Preamble:
The relevant drawings are ENY_RWM_001 including references made there- in to other drawings
General Site Clearance
D100 | General site clearance | Ha | 4.5 |  | 0
Trees
Cut and dispose of trees of the following girth, include removal of stump and backfilling the hole left with top soil
D210 | Girth 500 mm-1 m | nr | 3 |  | 0
Stumps
Remove and dispose of stumps of the following diameter; include for grabbing up the roots and backfilling the hole left with top soil
D310 | Diameter 150-500 mm | nr | 2 |  | 0
D320 | Diameter 500 mm -1 m | nr | 3 |  | 0
Steel Pipes
Steel pipes with spigot and socket type flexible joints all to BS 4772 class K 9 and to PN 16, 300 mm ND, laid in trenches to the following depths
I432 | Depth not exceeding 1.5m | m | 5346 |  | 0
I433 | Depth 1.5-2.0m | m | 1554 |  | 0
PIPEWORK-FITTINGS AND VALVES
Iron or Steel Pipe Fittings
Bends
All flanged 11.25 degree bends to BS 3601 , flanges drilled to BS 4504 ,all to PN 16, and of the following sizes
J413.1 | 300 mm ND | nr | 44 |  | 0
All flanged 22.5 degree bends to BS 3601 , flanges drilled to BS 4504 ,all to PN 16, and of the following sizes
J413.2 | 300 mm ND | nr | 19 |  | 0
All flanged 45 degree bends to BS 3601 , flanges drilled to BS 4504 ,all to PN 16, and of the following sizes
J413.3 | 300 mm ND | nr | 17 |  | 0
All flanged 90 degree bends to BS 3601 , flanges drilled to BS 4504 ,all to PN 16, and of the following sizes
J413.4 | 300 mm ND | nr | 3 |  | 0
Junctions
All flanged tees to BS 4346 , flanges to ISO 2441 , all to PN 16, and of the following sizes
J423 | 300/100/300 mm ND | nr | 2 |  | 0
Adaptors
Flange adaptors of Viking Johnson maxi type, to fit pipes, to ISO 2441, flanges to ISO 2441, all to PN 16, and of the following sizes
J451 | 100 mm ND | nr | 2 |  | 0
J453 | 300 mm ND | nr | 2 |  | 0
Carried to Collection |  |  |  |  | 0
Valves and Penstocks
Gate Valves: Hand Operated
Flanged CI gate valves to BS 5150 ,flanges to BS 4505 , all to PN 16 for operation by tee-key, with 3m long distance piece of the following sizes
J811 | 100 mm ND | nr | 4 |  | 0
J813 | 300 mm ND | nr | 4 |  | 0
Non-Return Valves
Flanged CI flap valve as specified , flanges to ISO 2441, all to PN 16 for the following sizes
J831 | 100 mm ND | nr | 4 |  | 0
Air Valves
Flanged CI single orifice air relief valve, 100 mm ND, as specified ,flanges to ISO 2441, PN 16, complete with all pipework and fittings for installation steel pipes of the following sizes.
J863.1 | 300 mm ND | nr | 3 |  | 0
Flanged CI double orifice air relief valve, 100 mm ND, as specified ,flanges to ISO 2441, PN 10, complete with all pipework and fittings for installation steel pipes of the following sizes.
J863.2 | 300 mm ND | nr | 16 |  | 0
MANHOLES AND PIPEWORK ANCILLARIES
Stated Chambers
Concrete chamber structures, complete including, all fittings and pipework necessary to complete installation, pipework and fittings as shown in drawings ALA-ORA_SD_004 and ALA-ORA_SD_005
K231.1 | Washout chamber and cover complete | nr | 2 |  | 0
K231.2 | Airvalve chamber and cover complete | nr | 2 |  | 0
Other pipework ancillaries
K820.1 | Marker posts for gate valves | nr | 2 |  | 0
K820.2 | Marker posts for air valves | nr | 2 |  | 0
K820.3 | Marker posts for washouts | nr | 3 |  | 0
K820.4 | Marker posts for pipes | nr | 8 |  | 0
SUPPORTS AND PROTECTION, ANCILLARIES TO LAYING AND EXCAVATION
Extras to Excavation and Backfilling
L111 | Excavation in rock | m³ | 3830 |  | 0
Pipe surrounds, of sand, for the following pipe sizes
L513 | Diameter not exceeding 600 mm ND | m | 1400 |  | 0
Pipe surrounds, of selected excavated granular material, for the following pipe sizes
L523 | Diameter not exceeding 600 mm ND | m | 5600 |  | 0
Pipe surrounds, of mass concrete, for the following pipe sizes
L543 | Diameter not exceeding 600 mm ND | m | 5 |  | 0
Carried to Collection |  |  |  |  | 0
Thrust Blocks
Mass concrete grade C15 thrust blocks for pipes and fittings, volume 0.2-0.5 m³ ,for the following pipe sizes
L733 | Diameter not exceeding 600 mm ND | nr | 52 |  | 0
Isolated Pipe Supports
Reinforced concrete pipe supports, class 25, as in drawing ALA-ORA_SD_005, complete including foudation bases, bolts and nuts, murram backfill, pipe diameter not exceeding 500mm and of the following heights above ground:-
L810 | Height not exceeding 1 m | nr | 6 |  | 0
L820 | Height 1- 1.5m | nr | 10 |  | 0
L830 | Height 1.5 - 2m | nr | 8 |  | 0
STRUCTURAL METALWORK
Fabrication and erection of rolled steel section pipe bridge including all earthworks, reinforced concrete abuttments and anchoraging complete as shown on drawings to the following spans.
M999.1 | Span not exceeding 10m | nr | 1 |  | 0
M999.2 | Span 10 -15m | nr | Rate Only
M999.3 | Span 15 - 20m | nr | 1 |  | 0
M999.4 | Span 20 - 25m | nr | Rate Only |  | 0
M999.5 | Span 25 -30m | nr | 1 |  | 0
M999.6 | Span 30 - 35m | nr | Rate Only
M999.7 | Span 35 - 40m | nr | Rate Only
M999.8 | Span 40 - 50m | nr | Rate Only
Carried to Collection |  |  |  |  | 0
COLLECTION
| Collection, Page 1 of 4 |  |  |  | 0
| Collection, Page 2 of 4 |  |  |  | 0
| Collection, Page 3 of 4 |  |  |  | 0
Carried to Summary |  |  |  |  | 0

## B 5.1 -TP Site Works
MINISTRY OF WATER AND ENVIRONMENT
LOT 3 CONSTRUCTION OF ENYAU (INTAKE, WATER TREATMENT PLANT, OTUMBARI, NDAAPI AND MVEPI3) WATER SUPPLY & SANITATION SYSTEM
CONTRACT No. MWE/ WRKS/…..
BILL NO. 5.1: Treatment Plant Site Works
ITEM NO. | DESCRIPTION | UNIT | QUANTITY | RATE(Ushs) | AMOUNT(Ushs)
Preamble:
The relevant drawing is ENY_WTP_ 00 series including references made there- in to other drawings
DEMOLITION AND SITE CLEARANCE
General Site Clearance
D100 | General site clearance | Ha | 0.74 |  | 0
Trees
Cut and dispose of trees of the following girth; include removal of stump and backfilling the hole left with top soil
D210 | Girth 500 mm-1 m | nr | 3 |  | 0
D220 | Girth 1-2 m | nr | 1 |  | 0
Stumps
Remove and dispose of stumps of the following diameter; include for grubbing up the roots and backfilling the hole left with top soil
D310 | Diameter 150-500 mm | nr | 1 |  | 0
D320 | Diameter 500 mm -1 m | nr | 1 |  | 0
EARTHWORKS
Topsoil
E111 | Strip top soil, depth not exceeding 250mm | m2 | 10000 |  | 0
Excavation in material other than topsoil, rock or artificial hard material, commencing surface is the stripped ground level
E324 | Depth 1-2m | m³ | 41 |  | 0
Excavation in rock material, commencing surface is the stripped ground level
E334 | Depth 1-2m | m³ | 166 |  | 0
Disposal of Excavated Material
Disposal of excavated material to sites as specified and as directed by the Engineer
E531 | Disposal as specified and approved by the Project Manager | m³ | 207 |  | 0
Land scaping
E810 | Planting paspalum grass; include filling with excavated topsoil and the preparation of the surfaces | m2 | 6370.7 |  | 0
PIPEWORK-PIPES
Iron Pipes
Steel pipes with spigot and socket type flexible joints, 100 mm ND , all to BS 4772 and to PN 10 laid in trench to the following depths
I322.1 | Depth not exceeding 1.5m | m | 10 |  | 0
Steel pipes with spigot and socket type flexible joints, 200 mm ND , all to BS 4772 and to PN 10 laid in trench to the following depths
I322.2 | Depth not exceeding 1.5m | m | 90 |  | 0
Carried to Collection |  |  |  |  | 0
Steel pipes with spigot and socket type flexible joints, 250 mm ND , all to BS 4772 and to PN 10 laid in trench to the following depths
I332.1 | Depth not exceeding 1.5m | m | 40 |  | 0
Steel pipes with spigot and socket type flexible joints, 300 mm ND , all to BS 4772 and to PN 10 laid in trench to the following depths
I332.2 | Depth not exceeding 1.5m | m | 10 |  | 0
Plastic Pipes
Polyvinyl Chloride Pipes
uPVC pressure pipes to ISO 2441, with flexible joints to BS 4346 all to PN 10, 160mm OD, laid in trenches to the following depths
I512.1 | Depth not exceeding 1.5m | m | 20 |  | 0
I513.1 | Depth 1.5-2.0 m | m | 30 |  | 0
I514.1 | Depth 2-2.5 m | m | 20 |  | 0
I515.1 | Depth 2.5 - 3.0m | m | 25 |  | 0
I516.1 | Depth 3.0 - 3.5m | m | 30 |  | 0
I517.1 | Depth 3.5 - 4.0m | m | 25 |  | 0
uPVC pressure pipes to ISO 2441, with flexible joints to BS 4346 all to PN 10, 160mm OD, laid in trenches to the following depths
I512.2 | Depth not exceeding 1.5m | m | 25 |  | 0
I513.2 | Depth 1.5-2.0 m | m | 50 |  | 0
I514.2 | Depth 2-2.5 m | m | 30 |  | 0
I515.2 | Depth 2.5 - 3.0m | m | 35 |  | 0
I516.2 | Depth 3.0 - 3.5m | m | 25 |  | 0
I517.2 | Depth 3.5 - 4.0m | m | 50 |  | 0
PIPEWORK-FITTINGS AND VALVES
Steel fittings
Bends
All flanged 90 degree bends to BS 3601 , flanges drilled to BS 4504 ,all to PN 16, and of the following sizes
J311 | 200 mm ND | nr | 1 |  | 0
All flanged 11.25 degree bends to BS 3601 , flanges drilled to BS 4504 ,all to PN 10, and of the following sizes
J312.1 | 300 mm ND | nr | 1 |  | 0
All flanged 90 degree bends to BS 3601 , flanges drilled to BS 4504 ,all to PN 10, and of the following sizes
J312.2 | 250 mm ND | nr | 2 |  | 0
J312.3 | 300 mm ND | nr | 2 |  | 0
Junctions
All flanged tees to BS 4346 , flanges to ISO 2441, all to PN 10, and of the following sizes
J322.1 | 250/250/250 mm ND | nr | 1 |  | 0
J322.2 | 300/250/300 mm ND | nr | 1 |  | 0
J322.3 | 300/300/300 mm ND | nr | 1 |  | 0
Carried to Collection |  |  |  |  | 0
Adaptors
Flanged adaptors maxi type or similar to ISO 2441, flanges to ISO 2441, all to PN 10 and of the following sizes
J352.1 | 250 mm ND | nr | 4 |  | 0
J352.2 | 300 mm ND | nr | 1 |  | 0
Gate Valves: Hand Operated
Flanged CI gate valves to BS 5150 , flanges to BS 4505 , all to PN 10 for operation by tee-key, with 3m long distance piece of the following sizes
J812.1 | 250 mm ND | nr | 2 |  | 0
J812.2 | 300 mm ND | nr | 2 |  | 0
PIPEWORK-MANHOLES AND PIPEWORK ANCILLARIES
Manholes constructed in insitu concrete to the following depth as shown in drawing ALA-ORA_SD_011
K111 | Depth not exceeding 1.5 m | nr | 6 |  | 0
K112 | Depth 1.5-2 m | nr | 3 |  | 0
Manholes constructed in insitu concrete to the following depth as shown in drawing ALA-ORA_SD_011
K134 | Depth 2.5-3m | nr | 18 |  | 0
K135 | Depth 3-3.5m | nr | 6 |  | 0
K136 | Depth 3.5-4.0m | nr | 1 |  | 0
Other Chambers
Outfall structures as shown in standard drawing and to the following depth
K231 | Depth not exceeding 4.5m | nr | 1 |  | 0
Valve Surface Boxes
Valve surface boxes, complete as shown in drawing ALA-ORA_SD_004 and to the following depths
K254 | Depth 2.5-3m | nr | 1 |  | 0
K255 | Depth 3-3.5m | nr | 2 |  | 0
K256 | Depth 3.5-4m | nr | 1 |  | 0
SUPPORTS AND PROTECTION, ANCILLARIES TO LAYING AND EXCAVATION
Extras to Excavation and Backfilling
L111 | Excavation in rock | m³ | 1253 |  | 0
Pipe surrounds, of sand, for the following pipe sizes
L513 | Diameter not exceeding 600 mm ND | m | 80 |  | 0
Pipe surrounds, of selected excavated granular material, for the following pipe sizes
L523 | Diameter not exceeding 600 mm ND | m | 150 |  | 0
Pipe surrounds, of mass concrete, for the following pipe sizes
L543 | Diameter not exceeding 600 mm ND | m | 5 |  | 0
Carried to Collection |  |  |  |  | 0
Concrete Stools and Thrust Blocks
Thrust Blocks
Mass concrete grade C15 thrust blocks for pipes and fittings, volume 0.2-0.5 m³ ,for the following pipe sizes
L733 | Diameter not exceeding 600 mm ND | nr | 5 |  | 0
Fencing
X134 | 100x100mm Concrete post of C25 concrete and wire galvanised wire chain link fence of gauge 10 to BS 1722, with triple row of barbed wire on top, anchored into blockwork dwarf wall as per drawings ALA-ORA_SD_012, height 2-2.5 m | m | 430 |  | 0
Gates
Metal field gate to BS 3470 as shown in drawing ALA-ORA_SD_012, of the following widths
X232.1 | 3m double leaf with 1.0m single leaf , pedestrian gate | nr | 1 |  | 0
Metal field gate to BS 3470 as shown in drawing ALA-ORA_SD_012, of the following widths
X232.2 | 1.0m single leaf , pedestrian gate | nr | 1 |  | 0
MISCELLANEOUS WORKS
X999.1 | Supply alminium push-up ladder in two sections. total extended length 5m | nr | 1 |  | 0
X999.2 | Construct 1.2m wide precast concrete walk way slabs, placed on sand bed on well compacted ground | m | 100 |  | 0
X999.3 | Construct 80m by 2.8m wide internal road and 100m2 parking complete including upto 0.5m deep fill material atleast 93% compacted Mod AASTHO subgrade, 150mm thick atleast 95% compacted Mod AASTHO subbase, 150mm thick atleast 98% compacted Mod AASTHO gravel base, provision of road lime for stabilisation of natural gravel, excavation and disposal of un wanted material to the satisfaction of the Engineer | Sum | 1 |  | 0
X999.4 | Construct 80mm thick precast concrete paver blocks for internal road and parking, placed on sand bed on well compacted ground all to specification and detailed in drawings. | m² | 350 |  | 0
X999.5 | Construction of drainage system for the above road and parking include excavation, disposal of excess material, provision of concrete culverts 600/ 900mm diameter, inlet and outlet structures to culverts, reinforced concrete aprons, headwalls, wing walls for culverts; etc to the satisfaction of the Engineer | m | 100 |  | 0
X999.6 | Provision of security lighting for treatment plant site, include concrete foundations, erection of 4m high galvanised steel poles, galvanised bolts and nuts, under ground cables to distribution board in pump house, 70W high pressure sodium lantern as thorn beta 79, 20A DP switch for lights and all accessories | nr | 4 |  | 0
Carried to Collection |  |  |  |  | 0
MISCELLANEOUS WORKS
X999.6 | Provision of stand-alone auxilliary security lighting for treatment plant site, include concrete foundations, erection of 4m high galvanised steel poles, galvanised bolts and nuts, 70W high pressure sodium lantern as thorn beta 79, 20A DP switch for lights and all accessories | nr | 4 |  | 0
X999.7 | Flow meter, DN 80, inclusive of all fittings and chamber, complete as shown in drawing ALA-ORA_SD_002 for connection on DN 300mm transmission main | Sum | 1 |  | 0
X999.8 | Construct a Sand Storage shade as indicated in the Drawings ENY-WTP-012 | Sum | 1 |  | 0
X999.9 | Construct an Inlet structure to the Flocculator as indicated in the Drawings ENY-WTP-002 | Sum | 1 |  | 0
X999.10 | Construct an intermediate drop Chamber to the Flocculator as indicated in the Drawings ENY-WTP-004B | Sum | 1 |  | 0
Treatment Works Sampling Points
X999.11 | DN20 galvanized iron standpipe complete including all pipework, fittings and connections to mains | nr | 4 |  | 0
Carried to Collection |  |  |  |  | 0
COLLECTION
| Collection, Page 1 of 6 |  |  |  | 0
| Collection, Page 2 of 6 |  |  |  | 0
| Collection, Page 3 of 6 |  |  |  | 0
| Collection, Page 4 of 6 |  |  |  | 0
| Collection, Page 5 of 6 |  |  |  | 0
Carried to Summary |  |  |  |  | 0

## B 5.2 - Flocculators
MINISTRY OF WATER AND ENVIRONMENT
LOT 3 CONSTRUCTION OF ENYAU (INTAKE, WATER TREATMENT PLANT, OTUMBARI, NDAAPI AND MVEPI3) WATER SUPPLY & SANITATION SYSTEM
CONTRACT No. MWE/ WRKS/…..
BILL No. 5.2: Flocculators
ITEM NO. | DESCRIPTION | UNIT | QUANTITY | RATE(Ushs) | AMOUNT(Ushs)
Preamble:
The relevant drawing is ENY_WTP_004 including references made there- in to other drawings
EARTHWORKS
Excavation in material other than topsoil, rock or artificial hard material, commencing surface is the stripped ground level
E324 | Depth 1-2m | m³ | 38.4 |  | 0
Excavation in rock material, commencing surface is the stripped ground level
E334 | Depth 1-2m | m³ | 25.6 |  | 0
Disposal of Excavated Material
Disposal of excavated material to sites as specified and as directed by the Engineer
E531 | Disposal as specified and approved by the Project Manager | m³ | 51.2 |  | 0
IN-SITU CONCRETE
Provision of Concrete
Designed Mix Concrete
Grade C15
Designed mix, grade C15 concrete, to BS 5328, with ordinary portland cement to BS 12, aggregate to BS 882, for the following aggregate sizes
F121 | 10mm aggregate | m3 | 3.7 |  | 0
Grade C30
Designed mix, grade C30 concrete, to BS 5328, with ordinary portland cement to BS 12, aggregate to BS 882, for the following aggregate sizes
F152 | 20mm aggregate | m3 | 47.8 |  | 0
Placing Mass Concrete
Blinding
Placing blinding concrete, grade C15, of the following thickness
F611 | Not exceeding 150mm | m3 | 3.7 |  | 0
Placing Reinforced Concrete
Placing reinforced concrete, grade C30 for ground slabs of the following thickness
F722 | 150-300mm | m3 | 3.7 |  | 0
Placing reinforced concrete, grade C30 for suspended slabs of the following thickness
F732 | 300-500mm | m3 | 1.58 |  | 0
Placing reinforced concrete, grade C30 for walls of the following thickness
F742 | 150-300mm | m3 | 45.8 |  | 0
Carried to Collection |  |  |  |  | 0
CONCRETE ANCILLARIES
Formwork
Fair finish formwork in horizontal plane of the following width
G215 | Width exceeding 1.22m | m² | 7.9 |  | 0
Fair finish formwork in vertical plane of the following width
G242 | Width 0.1-0.2m | m | 53.7 |  | 0
G244 | Width 0.4-1.22m | m² | 18 |  | 0
G245 | Width exceeding 1.22m | m² | 287 |  | 0
Reinforcement
High Yield Steel
Twisted high yield steel bars to BS4449 and of the following sizes
G524 | Nominal size, 6mm-16mm | t | 2.575 |  | 0
Joints
Plastic or rubber water stops of the following width
G652 | 150-300mm | m | 30 |  | 0
Concrete acccessories
Finishing to top surfaces
G812 | Steel float finish (Class U3) internally to slabs and sump | m2 | 40 |  | 0
Inserts
Pipe inserts projecting from one faces of the concrete and of the following sizes, excluding supply of pipe
G831.1 | OD110mm pipe | nr | 26 |  | 0
G831.2 | OD150mm pipe | nr | 10 |  | 0
G831.3 | DN160mm pipe | nr | 18 |  | 0
G831.4 | DN300mm pipe | nr | 4 |  | 0
PIPEWORK-FITTINGS AND VALVES
Steel fittings
Bends
All flanged 90 degree bends to BS 3601 , flanges drilled to BS 4504 ,all to PN 10, and of the following sizes
J311.1 | 150 mm ND | nr | 6 |  | 0
J311.2 | 300 mm ND | nr | 6 |  | 0
Junctions
All flanged tees to BS 4346 , flanges to ISO 2441, all to PN 10 and of the following sizes
J311.1 | 150/150/150mm ND | nr | 2 |  | 0
J313.1 | 300/300/300 mm ND | nr | 2 |  | 0
Carried to Collection |  |  |  |  | 0
Adaptors
Flanged adaptors maxi type or similar to ISO 2441, flanges to ISO 2441, all to PN 10 and of the following sizes
J351.1 | 150 mm ND | nr | 10 |  | 0
J351.2 | 300 mm ND | nr | 4 |  | 0
Straight Specials
Flanged /spigot pipes with puddle flange 100mm from one end, class K9 to BS 4772 or ISO 2531 with cement mortar lining all to PN 10 and of the following sizes and length
J381.1 | 150 mm ND length not exceeding 1.0m | nr | 8 |  | 0
J381.2 | 150 mm ND length not exceeding 1.5m | nr | 2 |  | 0
J383.1 | 300 mm ND length not exceeding 1.0m | nr | 4 |  | 0
Double flanged pipes, class K9 to BS 4772 or ISO 2531 with cement mortar lining all to PN 10 and of the following sizes and length (Contractor to confirm lengths before placing orders)
J381.3 | 150 mm ND length not exceeding 3.2m | nr | 4 |  | 0
J383.2 | 300 mm ND length not exceeding 1.5m | nr | 2 |  | 0
J383.3 | 300 mm ND length not exceeding 2.4m | nr | 2 |  | 0
Valves and Penstocks
All flanged CI gate valves to BS 5150 , flanges to ISO 2441 , all to PN 10 for operation by tee-key,for the following sizes
J811.1 | 150 mm ND | nr | 8 |  | 0
J811.2 | 300 mm ND | nr | 4 |  | 0
Valve surface boxes, complete as shown in drawing ALA-ORA_SD_008 and to the following depths
J891.1 | Depth not exceeding 1.5m | nr | 1 |  | 0
J891.2 | Depth not exceeding 1.5-2m | nr | 2 |  | 0
J891.3 | Depth not exceeding 2-2.5m | nr | 4 |  | 0
Man holes
Manholes constructed in blockwork, complete as shown in drawing ALA-ORA_SD_008 for valves and of the following depth
K111 | Depth not exceeding 1.5m | nr | 2 |  | 0
K112 | Depth not exceeding 1.5-2m | nr | 2 |  | 0
K113 | Depth not exceeding 2-2.5m | nr | 3 |  | 0
MISCELLANEOUS WORKS
X599.1 | Screeding to drain structure as per specified slope | m2 | 45.4 |  | 0
X599.2 | Provision of 600mm wide x 150mm thick C25/20 suspended reinforced concrete walkway slabs around structure | m | 19.2 |  | 0
X599.3 | Provision of mild steel handrails to BS 1387 , galvanised to BS 729 , around the walkways, include painting and rawbolting | m | 62 |  | 0
X599.4 | External galvanised mild steel ladder to BS 4211 , galvanised to BS 729 , fixed onto reinforced concrete rising from finshed ground around filter structure and landing on walkway on top of filter, include hand railing | m | 5 |  | 0
Carried to Collection |  |  |  |  | 0
COLLECTION
| Collection, Page 1 of 4 |  |  |  | 0
| Collection, Page 2 of 4 |  |  |  | 0
| Collection, Page 3 of 4 |  |  |  | 0
Carried to Summary |  |  |  |  | 0

## B 5.3 - Clarifier
MINISTRY OF WATER AND ENVIRONMENT
LOT 3 CONSTRUCTION OF ENYAU (INTAKE, WATER TREATMENT PLANT, OTUMBARI, NDAAPI AND MVEPI3) WATER SUPPLY & SANITATION SYSTEM
CONTRACT No. MWE/ WRKS/…..
BILL No. 5.3: Sedimentation Tank
ITEM NO. | DESCRIPTION | UNIT | QUANTITY | RATE(Ushs) | AMOUNT(Ushs)
Preamble:
The relevant drawing is ENY-WTP-005 including references made there- in to other drawings
EARTHWORKS
Excavation in material other than topsoil, rock or artificial hard material, commencing surface is the stripped ground level
E324 | Depth 1-2m | m³ | 129 |  | 0
Excavation in rock material, commencing surface is the stripped ground level
E334 | Depth 1-2m | m³ | 86 |  | 0
Disposal of Excavated Material
Disposal of excavated material to sites as specified and as directed by the Engineer
E531 | Disposal as specified and approved by the Project Manager | m³ | 172 |  | 0
IN-SITU CONCRETE
Provision of Concrete
Grade C15
Designed mix, grade C15 concrete, to BS 5328, with ordinary portland cement to BS 12, aggregate to BS 882, for the following aggregate sizes
F121 | 10mm aggregate | m3 | 16.1 |  | 0
Grade C30
Designed mix, grade C30 concrete, to BS 5328, with ordinary portland cement to BS 12, aggregate to BS 882, for the following aggregate sizes
F152 | 20mm aggregate | m3 | 86 |  | 0
Placing Mass Concrete
Blinding
Placing blinding concrete, grade C15, of the following thickness
F611 | Not exceeding 150mm | m3 | 16.1 |  | 0
Placing Reinforced Concrete
Placing reinforced concrete, grade C30 for ground slabs of the following thickness
F622 | 150-300mm | m3 | 60 |  | 0
Placing reinforced concrete, grade C30 for suspended slabs of the following thickness
F631 | Not exceeeding 150mm | m3 | 2.1 |  | 0
Placing reinforced concrete, grade C30 for walls of the following thickness
Carried to Collection |  |  |  |  | 0
F742 | 150-300mm | m3 | 24.9 |  | 0
Placing reinforced concrete, grade C30 for columns of the following cross sectional areas
F752 | 0.03-0.1m2 | m3 | 0.19 |  | 0
Placing reinforced concrete, grade C30 for beams of the following cross sectional areas
F763 | 0.1-0.25m2 | m3 | 0.44 |  | 0
CONCRETE ANCILLARIES
Formwork
Fair finish formwork in horizontal plane of the following width
G215 | Width exceeding 1.22m | m² | 24.4 |  | 0
Fair finish formwork in vertical plane of the following width
G242 | Width 0.1-0.2m | m | 107.5 |  | 0
G244 | Width 0.4-1.22m | m² | 22.96 |  | 0
G245 | Width exceeding 1.22m | m² | 395.46 |  | 0
Reinforcement
High Yield Steel
Twisted high yield steel bars to BS4449 and of the following sizes
G524 | Nominal size, 6mm-16mm | t | 4.3 |  | 0
Joints
Plastic or rubber water stops of the following width
G652 | 150-300mm | m | 73 |  | 0
Concrete acccessories
Finishing to top surfaces
G812 | Steel float finish (Class U3) internally to slabs and sump | m2 | 186 |  | 0
Inserts
Pipe inserts projecting from one faces of the concrete and of the following sizes, excluding supply of pipe
G831.1 | DN150mm pipe | nr | 4 |  | 0
G831.2 | DN300mm pipe | nr | 2 |  | 0
PIPEWORK-FITTINGS AND VALVES
Steel fittings
Bends
All flanged 90 degree bends to BS 3601 , flanges drilled to BS 4504 ,all to PN 10, and of the following sizes
J311.1 | 150 mm ND | nr | 2 |  | 0
J311.2 | 250 mm ND | nr | 3 |  | 0
J311.3 | 300 mm ND | nr | 3 |  | 0
Carried to Collection |  |  |  |  | 0
Junctions
All flanged tees to BS 4346 , flanges to ISO 2441, all to PN 10 and of the following sizes
J321.1 | 150/150/150mm ND | nr | 2 |  | 0
J321.2 | 250/250/250 mm ND | nr | 2 |  | 0
J321.3 | 300/300/300 mm ND | nr | 2 |  | 0
Adaptors
Flanged adaptors maxi type or similar to ISO 2441, flanges to ISO 2441, all to PN 10 and of the following sizes
J351.1 | 150 mm ND | nr | 6 |  | 0
J351.2 | 250 mm ND | nr | 2 |  | 0
J351.3 | 300 mm ND | nr | 2 |  | 0
Straight Specials
Flanged /spigot pipes with puddle flange 100mm from one end, class K9 to BS 4772 or ISO 2531 with cement mortar lining all to PN 10 and of the following sizes and length
J381.1 | 150 mm ND length not exceeding 1.0m | nr | 4 |  | 0
J381.2 | 150 mm ND length not exceeding 1.5m | nr | 2 |  | 0
J381.3 | 250 mm ND length not exceeding 1.0m | nr | 2 |  | 0
J381.4 | 300 mm ND length not exceeding 1.0m | nr | 2 |  | 0
Double flanged pipes, class K9 to BS 4772 or ISO 2531 with cement mortar lining all to PN 10 and of the following sizes and length (Contractor to confirm lengths before placing orders)
J381.5 | 150 mm ND length not exceeding 3.0m | nr | 2 |  | 0
J381.6 | 250 mm ND length not exceeding 2.5m | nr | 2 |  | 0
J381.7 | 250 mm ND length not exceeding 4.0m | nr | 1 |  | 0
J381.8 | 300 mm ND length not exceeding 2.5m | nr | 2 |  | 0
Valves and Penstocks
All flanged CI gate valves to BS 5150 , flanges to ISO 2441 , all to PN 10 for operation by tee-key,for the following sizes
J811.1 | 150 mm ND | nr | 2 |  | 0
J811.2 | 250 mm ND | nr | 2 |  | 0
J811.3 | 300 mm ND | nr | 2 |  | 0
Valve surface boxes, complete as shown in drawing ALA-ORA_SD_008 and to the following depths
J891.1 | Depth not exceeding 1.5m | nr | 3 |  | 0
J891.2 | Depth not exceeding 1.5-2m | nr | 2 |  | 0
J891.3 | Depth not exceeding 2-2.5m | nr | 3 |  | 0
Man holes
Manholes constructed in blockwork, complete as shown in drawing ALA-ORA_SD_008 for valves and of the following depth
K111 | Depth not exceeding 1.5m | nr | 1 |  | 0
K112 | Depth not exceeding 1.5-2m | nr | 2 |  | 0
K113 | Depth not exceeding 2-2.5m | nr | 3 |  | 0
Carried to Collection |  |  |  |  | 0
MISCELLANEOUS WORKS
X599.1 | Screeding to drain structure as per specified slope | m2 | 158 |  | 0
MISCELLANEOUS WORKS
X599.2 | Provision of orifices as shown on drawing | Sum | 1 |  | 0
X599.3 | Provision of 600mm wide x 150mm thick C25/20 suspended reinforced concrete walkway slabs around structure | m | 18 |  | 0
X599.4 | Provision of mild steel handrails to BS 1387 , galvanised to BS 729 , around the walkways, include painting and rawbolting | m | 124 |  | 0
X599.5 | External galvanised mild steel ladder to BS 4211 , galvanised to BS 729 , fixed onto reinforced concrete rising from finshed ground around filter structure and landing on walkway on top of filter, include hand railing | nr | 2 |  | 0
Carried to Collection |  |  |  |  | 0
COLLECTION
| Collection, Page 1 of 5 |  |  |  | 0
| Collection, Page 2 of 5 |  |  |  | 0
| Collection, Page 3 of 5 |  |  |  | 0
| Collection, Page 4 of 5 |  |  |  | 0
Carried to Summary |  |  |  |  | 0

## B 5.4 - Filters
MINISTRY OF WATER AND ENVIRONMENT
LOT 3 CONSTRUCTION OF ENYAU (INTAKE, WATER TREATMENT PLANT, OTUMBARI, NDAAPI AND MVEPI3) WATER SUPPLY & SANITATION SYSTEM
CONTRACT No. MWE/ WRKS/…..
BILL No. 5.4: Rapid Sand Filters
ITEM NO. | DESCRIPTION | UNIT | QUANTITY | RATE(Ushs) | AMOUNT(Ushs)
Preamble:
The relevant drawing is ENY-WTP-006 including references made there- in to other drawings
EARTHWORKS
Excavation in material other than topsoil, rock or artificial hard material, commencing surface is the stripped ground level
E324 | Depth 1-2m | m³ | 31.39 |  | 0
Excavation in rock material, commencing surface is the stripped ground level
E334 | Depth 1-2m | m³ | 20.9 |  | 0
Disposal of Excavated Material
Disposal of excavated material to sites as specified and as directed by the Engineer
E531 | Disposal as specified and approved by the Project Manager | m³ | 41.84 |  | 0
IN-SITU CONCRETE
Provision of Concrete
Designed Mix Concrete
Grade C15
Designed mix, grade C15 concrete, to BS 5328, with ordinary portland cement to BS 12, aggregate to BS 882, for the following aggregate sizes
F121 | 10mm aggregate | m3 | 3.92 |  | 0
Grade C30
Designed mix, grade C30 concrete, to BS 5328, with ordinary portland cement to BS 12, aggregate to BS 882, for the following aggregate sizes
F152 | 20mm aggregate | m3 | 39.8 |  | 0
Placing Mass Concrete
Blinding
Placing blinding concrete, grade C15, of the following thickness
F611 | Not exceeding 150mm | m3 | 3.92 |  | 0
Placing Reinforced Concrete
Placing reinforced concrete, grade C30 for ground slabs of the following thickness
F722 | 150-300mm | m3 | 14 |  | 0
Placing reinforced concrete, grade C30 for suspended slabs of the following thickness
F731 | Not exceeeding 150mm | m3 | 5.8 |  | 0
Placing reinforced concrete, grade C30 for walls of the following thickness
F742 | 150-300mm | m3 | 20 |  | 0
Carried to Collection |  |  |  |  | 0
CONCRETE ANCILLARIES
Formwork
Fair finish formwork in horizontal plane of the following width
G215 | Width exceeding 1.22m | m² | 11 |  | 0
Fair finish formwork in vertical plane of the following width
G242 | Width 0.1-0.2m | m | 53.7 |  | 0
G244 | Width 0.4-1.22m | m² | 12.1 |  | 0
G245 | Width exceeding 1.22m | m² | 142 |  | 0
Reinforcement
High Yield Steel
Twisted high yield steel bars to BS4449 and of the following sizes
G524 | Nominal size, 6mm-16mm | t | 2.186 |  | 0
Joints
Plastic or rubber water stops of the following width
G652 | 150-300mm | m | 15.3 |  | 0
Concrete acccessories
Finishing to top surfaces
G812 | Steel float finish (Class U3) internally to slabs and sump | m2 | 54.8 |  | 0
Inserts
Pipe inserts projecting from one faces of the concrete and of the following sizes, excluding supply of pipe
G831.1 | DN150mm pipe | nr | 3 |  | 0
G831.2 | DN250mm pipe | nr | 1 |  | 0
Pipe inserts projecting from two faces of the concrete and of the following sizes, excluding supply of pipe
G831.1 | DN100mm pipe | nr | 1 |  | 0
G831.2 | DN150mm pipe | nr | 4 |  | 0
G831.2 | DN200mm pipe | nr | 2 |  | 0
G831.3 | DN250mm pipe | nr | 2 |  | 0
PIPEWORK-FITTINGS AND VALVES
Steel fittings
Bends
All flanged 90 degree bends to BS 3601 , flanges drilled to BS 4504 ,all to PN 10, and of the following sizes
J311.1 | 150 mm ND | nr | 6 |  | 0
J311.2 | 250 mm ND | nr | 3 |  | 0
Junctions
All flanged tees to BS 4346 , flanges to ISO 2441, all to PN 10 and of the following sizes
J321.1 | 200/200/200 mm ND | nr | 1 |  | 0
J321.2 | 250/250/250 mm ND | nr | 5 |  | 0
Carried to Collection |  |  |  |  | 0
Tapers
All flanged concentric tapers to BS 4346 , flanges to ISO 2441, all to PN 10 and of the following sizes
J331 | 250/150 mm ND | nr | 2 |  | 0
Blank Flange
Blank flange to ISO 2441, all to PN 10 and of the following sizes
J351.1 | 200 mm ND | nr | 1 |  | 0
Adaptors
Flanged adaptors maxi type or similar to ISO 2441, flanges to ISO 2441, all to PN 10 and of the following sizes
J351.2 | 150 mm ND | nr | 6 |  | 0
Straight Specials
Flanged /spigot pipes with puddle flange 100mm from one end, class K9 to BS 4772 or ISO 2531 with cement mortar lining all to PN 10 and of the following sizes and length
J381.1 | 150 mm ND length not exceeding 1.0m | nr | 2 |  | 0
J381.2 | 200 mm ND length not exceeding 2.0m | nr | 2 |  | 0
Double flanged pipes, class K9 to BS 4772 or ISO 2531 with cement mortar lining all to PN 10 and of the following sizes and length (Contractor to confirm lengths before placing orders)
J381.3 | 150 mm ND length not exceeding 1.0m | nr | 2 |  | 0
J381.4 | 150 mm ND length not exceeding 2.5m | nr | 2 |  | 0
J381.5 | 150 mm ND length not exceeding 3.0m | nr | 2 |  | 0
J381.6 | 200 mm ND length not exceeding 2.6m | nr | 2 |  | 0
J381.7 | 200 mm ND length not exceeding 3.0m | nr | 1 |  | 0
J381.8 | 250 mm ND length not exceeding 3.0m | nr | 1 |  | 0
Valves and Penstocks
All flanged CI gate valves to BS 5150 , flanges to ISO 2441 , all to PN 10 for operation by tee-key,for the following sizes
J811.1 | 80mm ND | nr | 1 |  | 0
J811.2 | 150 mm ND | nr | 3 |  | 0
J811.3 | 200 mm ND | nr | 5 |  | 0
J811.4 | 250 mm ND | nr | 3 |  | 0
Valve surface boxes, complete as shown in drawing ALA-ORA_SD_008 and to the following depths
J891.1 | Depth not exceeding 1.5m | nr | 5 |  | 0
Man holes
Manholes constructed in blockwork, complete as shown in drawing ALA-ORA_SD_008 for valves and of the following depth
K111 | Depth not exceeding 1.5m | nr | 12 |  | 0
Carried to Collection |  |  |  |  | 0
MISCELLANEOUS WORKS
X599.1 | Supply and install stainless steel hand stocks including lifting handle as shown in the drawing | nr | 2 |  | 0
X599.2 | Supply and place filter media of effective size 0.5mm as per the specifications | m3 | 8 |  | 0
X599.3 | Supply and place sand of effective size 3mm as per the specifications | m3 | 8 |  | 0
X599.4 | Supply and place aggregate of effective size 10mm as per the specifications | m3 | 12 |  | 0
X599.5 | Supply and place aggregate of effective size 20 mm as per the specifications | m3 | 8 |  | 0
X599.6 | Supply and install filter under drain pipe work as shown in the drawing | Sum | 1 |  | 0
X599.7 | Provision of 600mm wide x 150mm thick C25/20 suspended reinforced concrete walkway slabs around structure | m | 33.3 |  | 0
X599.8 | Provision of mild steel handrails to BS 1387 , galvanised to BS 729 , around the walkways, include painting and rawbolting | m | 66.6 |  | 0
X599.9 | External galvanised mild steel ladder to BS 4211 , galvanised to BS 729 , fixed onto reinforced concrete rising from finshed ground around filter structure and landing on walkway on top of filter, include hand railing | nr | 1 |  | 0
Carried to Collection |  |  |  |  | 0
COLLECTION
| Collection, Page 1 of 5 |  |  |  | 0
| Collection, Page 2 of 5 |  |  |  | 0
| Collection, Page 3 of 5 |  |  |  | 0
| Collection, Page 4 of 5 |  |  |  | 0
Carried to Summary |  |  |  |  | 0

## B 5.5 - Clear Water Well
MINISTRY OF WATER AND ENVIRONMENT
LOT 3 CONSTRUCTION OF ENYAU (INTAKE, WATER TREATMENT PLANT, OTUMBARI, NDAAPI AND MVEPI3) WATER SUPPLY & SANITATION SYSTEM
CONTRACT No. MWE/ WRKS/…..
BILL No. 5.5: Clear Water Well
ITEM NO. | DESCRIPTION | UNIT | QUANTITY | RATE(Ushs) | AMOUNT(Ushs)
Preamble:
The relevant drawing is ENY-WTP-008 including references made there- in to other drawings
EARTHWORKS
Excavation in material other than topsoil, rock or artificial hard material, commencing surface is the stripped ground level
E324 | Depth 1-2m | m³ | 31.84 |  | 0
Excavation in rock material, commencing surface is the stripped ground level
E334 | Depth 1-2m | m³ | 21.2 |  | 0
Disposal of Excavated Material
Disposal of excavated material to sites as specified and as directed by the Engineer
E531 | Disposal as specified and approved by the Project Manager | m³ | 42 |  | 0
IN-SITU CONCRETE
Provision of Concrete
Designed Mix Concrete
Grade C15
Designed mix, grade C15 concrete, to BS 5328, with ordinary portland cement to BS 12, aggregate to BS 882, for the following aggregate sizes
F121 | 10mm aggregate | m3 | 3.76 |  | 0
Grade C30
Designed mix, grade C30 concrete, to BS 5328, with ordinary portland cement to BS 12, aggregate to BS 882, for the following aggregate sizes
F152 | 20mm aggregate | m3 | 52.6 |  | 0
Placing Mass Concrete
Blinding
Placing blinding concrete, grade C15, of the following thickness
F611 | Not exceeding 150mm | m3 | 3.76 |  | 0
Placing Reinforced Concrete
Placing reinforced concrete, grade C30 for ground slabs of the following thickness
F622 | 150-300mm | m3 | 14.2 |  | 0
Placing reinforced concrete, grade C30 for suspended slabs of the following thickness
F731 | Not exceeeding 150mm | m3 | 9.9 |  | 0
Placing reinforced concrete, grade C30 for walls of the following thickness
F742 | 150-300mm | m3 | 28.5 |  | 0
Carried to Collection |  |  |  |  | 0
Placing reinforced concrete, grade C30 for beams of the following cross sectional areas
F761 | Not exceeeding 0.03m2 | m3 | 0.35 |  | 0
CONCRETE ANCILLARIES
Formwork
Fair finish formwork in horizontal plane of the following width
G215 | Width exceeding 1.22m | m² | 33.39 |  | 0
Fair finish formwork in vertical plane of the following width
G242 | Width 0.1-0.2m | m | 27.6 |  | 0
G245 | Width exceeding 1.22m | m² | 181.3 |  | 0
Reinforcement
High Yield Steel
Twisted high yield steel bars to BS4449 and of the following sizes
G524 | Nominal size, 6mm-16mm | t | 2.63 |  | 0
Joints
Plastic or rubber water stops of the following width
G652 | 150-200mm | m | 12 |  | 0
Concrete acccessories
Finishing to top surfaces
G812 | Steel float finish (Class U3) internally to slabs and sump | m2 | 33 |  | 0
Inserts
Pipe inserts projecting from one faces of the concrete and of the following sizes, excluding supply of pipe
G831.1 | DN100mm pipe | nr | 26 |  | 0
G831.2 | DN150mm pipe | nr | 6 |  | 0
G831.3 | DN250mm pipe | nr | 3 |  | 0
PIPEWORK-FITTINGS AND VALVES
Steel fittings
Bends
All flanged 90 degree bends to BS 3601 , flanges drilled to BS 4504 ,all to PN 10, and of the following sizes
J311.1 | 150 mm ND | nr | 4 |  | 0
J311.2 | 250 mm ND | nr | 2 |  | 0
All flanged tees to BS 4346 , flanges to ISO 2441, all to PN 10 and of the following sizes
J321.1 | 150/150/150 mm ND | nr | 1 |  | 0
Double Collars
Viking Johnson coupling, maxi type or similar to ISO 2441, flanges to ISO 2441, all to PN 10 for pipes of the following sizes
J341.1 | 100 mm ND | nr | 2 |  | 0
Carried to Collection |  |  |  |  | 0
Adaptors
Flanged adaptors maxi type or similar to ISO 2441, flanges to ISO 2441, all to PN 10 and of the following sizes
J351.1 | 150 mm ND | nr | 6 |  | 0
J351.2 | 200 mm ND | nr | 1 |  | 0
J351.3 | 250 mm ND | nr | 1 |  | 0
Straight Specials
Flanged /spigot pipes with puddle flange 100mm from one end, class K9 to BS 4772 or ISO 2531 with cement mortar lining all to PN 10 and of the following sizes and length
J381.1 | 150 mm ND length not exceeding 1.0m | nr | 5 |  | 0
J381.2 | 150 mm ND length not exceeding 1.5m | nr | 1 |  | 0
J381.3 | 250 mm ND length not exceeding 1.0m | nr | 1 |  | 0
Double flanged pipes class K9 to BS 4772 or ISO 2531 with cement mortar lining all to PN 10 and of the following sizes and length
J381.4 | 100 mm ND length not exceeding 1.0m | nr | 2 |  | 0
J381.5 | 150 mm ND length not exceeding 2.3m | nr | 1 |  | 0
J381.6 | 250 mm ND length not exceeding 1.0m | nr | 1 |  | 0
Valves and Penstocks
All flanged CI gate valves to BS 5150 , flanges to ISO 2441 , all to PN 10 for operation by tee-key,for the following sizes
J811.1 | 100 mm ND | nr | 2 |  | 0
J811.2 | 150 mm ND | nr | 6 |  | 0
J811.3 | 250 mm ND | nr | 2 |  | 0
Valve surface boxes, complete as shown in drawing ALA-ORA_SD_5 and to the following depths
J891.1 | Depth not exceeding 1.5m | nr | 1 |  | 0
Strainers
Flanged CI strainer to BS 5150, flanges to ISO 2441, all to PN 10 of the following sizes
J991.1 | 100mm ND | nr | 2 |  | 0
J992.1 | 300mm ND | nr | 1 |  | 0
Carried to Collection |  |  |  |  | 0
MISCELLANEOUS WORKS
X599.1 | Screeding to drain structure and roof cover as per specified by the Engineer | m2 | 39.4 |  | 0
X599.2 | Provision of 150mm ND swanneck ventilation pipes in roof slab, including mosquito wire net screen as shown on the drawing. | Sum | 1 |  | 0
X599.3 | Provision of water tight metallic manhole covers including frames and locks for 600x600mm clear openings | nr | 2 |  | 0
X599.4 | Provision of galvanised step irons for access into well | Sum | 1 |  | 0
X599.5 | Provision of float water level indicator as approved by the Engineer | Sum | 1 |  | 0
X599.6 | Filling below structure in imported approved natural material other than top soil or rock and compacting to 95% MDD AASHTO or as approved | m³ | 4.1 |  | 0
Carried to Collection |  |  |  |  | 0
COLLECTION
| Collection, Page 1 of 5 |  |  |  | 0
| Collection, Page 2 of 5 |  |  |  | 0
| Collection, Page 3 of 5 |  |  |  | 0
| Collection, Page 4 of 5 |  |  |  | 0
Carried to Summary |  |  |  |  | 0

## B 5.6 - Sludge drying beds
MINISTRY OF WATER AND ENVIRONMENT
LOT 3 CONSTRUCTION OF ENYAU (INTAKE, WATER TREATMENT PLANT, OTUMBARI, NDAAPI AND MVEPI3) WATER SUPPLY & SANITATION SYSTEM
CONTRACT No. MWE/ WRKS/…..
BILL No. 5.6: Sludge Drying Beds
ITEM NO. | DESCRIPTION | UNIT | QUANTITY | RATE(Ushs) | AMOUNT(Ushs)
Preamble:
The relevant drawing is ENY-WTP-011 including references made there- in to other drawings
EARTHWORKS
Topsoil
E111 | Strip top soil, depth not exceeding 250mm | m2 | 40.3 |  | 0
Excavation in material other than topsoil, rock or artificial hard material, commencing surface is the stripped ground level
E324 | Depth not exceeding 1m | m³ | 26.1 |  | 0
Excavation in rock material, commencing surface is the stripped ground level
E334 | Depth not exceeding 1m | m³ | 12.2 |  | 0
Disposal of Excavated Material
Disposal of excavated material to sites as specified and as directed by the Engineer
E531 | Disposal as specified and approved by the Project Manager | m³ | 30.64 |  | 0
Land scaping
E810 | Turfing including importation of top soil and preparation of surface | m2 | 40.3 |  | 0
IN-SITU CONCRETE
Provision of Concrete
Designed Mix Concrete
Grade C15
Designed mix, grade C15 concrete, to BS 5328, with ordinary portland cement to BS 12, aggregate to BS 882, for the following aggregate sizes
F231 | 10mm aggregate | m3 | 2.7 |  | 0
Grade C30
Designed mix, grade C30 concrete, to BS 5328, with ordinary portland cement to BS 12, aggregate to BS 882, for the following aggregate sizes
F253 | 20mm aggregate | m3 | 18.7 |  | 0
Placing Mass Concrete
Blinding
Placing blinding concrete, grade C15, of the following thickness
F511 | Not exceeding 150mm | m3 | 2.7 |  | 0
Placing Reinforced Concrete
Placing reinforced concrete, grade C30 for ground slabs of the following thickness
F622 | 150-300mm | m3 | 6.7 |  | 0
Carried to Collection |  |  |  |  | 0
Placing reinforced concrete, grade C30 for suspended slabs of the following thickness
F631 | Not exceeeding 150mm | m3 | 1.3 |  | 0
Placing reinforced concrete, grade C30 for walls of the following thickness
F642 | 150-300mm | m3 | 10.7 |  | 0
CONCRETE ANCILLARIES
Formwork
Fair finish formwork in horizontal plane of the following width
G215 | Width 0.4 - 1.22m | m² | 4.5 |  | 0
Fair finish formwork in vertical plane of the following width
G242 | Width 0.1-0.2m | m | 28.6 |  | 0
G244 | Width 0.4-1.22m | m² | 7.3 |  | 0
G245 | Width exceeding 1.22m | m² | 85 |  | 0
Reinforcement
High Yield Steel
Twisted high yield steel bars to BS4449 and of the following sizes
G524 | Nominal size, 6mm-16mm | t | 0.935 |  | 0
Joints
Plastic or rubber water stops of the following width
G652 | 150-300mm | m | 22 |  | 0
Concrete acccessories
Finishing to top surfaces
G812 | Steel float finish (Class U3) internally to slabs and sump | m2 | 21 |  | 0
Inserts
Pipe inserts projecting from one faces of the concrete and of the following sizes, excluding supply of pipe
G831 | DN200mm pipe | nr | 3 |  | 0
PIPEWORK-PIPES
Concrete Pipes
Concrete pipes 500 mm ND, placed as sleeves at the following depths
I232 | Depth not exceeding 1.5m | m | 10 |  | 0
I233 | Depth 1.5-2.0 m | m | 20 |  | 0
I234 | Depth 2.0-2.5 m | m | 5 |  | 0
PIPEWORK-FITTINGS AND VALVES
Steel fittings
Adaptors
Flanged adaptors maxi type or similar to ISO 2441, flanges to ISO 2441, all to PN 10 and of the following sizes
J352.1 | 200 mm ND | nr | 2 |  | 0
Carried to Collection |  |  |  |  | 0
Straight Specials
Flanged /spigot pipes with puddle flange 100mm from one end, class K9 to BS 4772 or ISO 2531 with cement mortar lining all to PN 10 and of the following sizes and length
J381.1 | 200 mm ND length not exceeding 2.0m | nr | 2 |  | 0
Double flanged pipes, class K9 to BS 4772 or ISO 2531 with cement mortar lining all to PN 10 and of the following sizes and length (Contractor to confirm lengths before placing orders)
J381.2 | 200 mm ND length not exceeding 2.6m | nr | 2 |  | 0
J381.3 | 200 mm ND length not exceeding 3.0m | nr | 1 |  | 0
J381.4 | 250 mm ND length not exceeding 3.0m | nr | 1 |  | 0
Valves and Penstocks
All flanged CI gate valves to BS 5150 , flanges to ISO 2441 , all to PN 10 for operation by tee-key,for the following sizes
J811.1 | 200 mm ND | nr | 2 |  | 0
Valve surface boxes, complete as shown in drawing ALA-ORA_SD_008 and to the following depths
J891.2 | Depth 1.5-2m | nr | 2 |  | 0
PIPEWORK-MANHOLES AND PIPEWORK ANCILLARIES
Manholes constructed in block work to the following depth as shown in drawing ALA-ORA_SD_008
K112 | Depth 1.5-2m | nr | 2 |  | 0
Other Chambers
Outfall structures as shown in standard drawing and to the following depth
K231 | Depth not exceeding 2.0m | nr | 1 |  | 0
SUPPORTS AND PROTECTION, ANCILLARIES TO LAYING AND EXCAVATION
Extras to Excavation and Backfilling
L111 | Excavation in rock | m³ | 12 |  | 0
Pipe surrounds, of sand, for the following pipe sizes
L513 | Diameter not exceeding 600 mm ND | m | 6 |  | 0
Pipe surrounds, of selected excavated granular material, for the following pipe sizes
L523 | Diameter not exceeding 600 mm ND | m | 24 |  | 0
Pipe surrounds, of mass concrete, for the following pipe sizes
L543 | Diameter not exceeding 600 mm ND | m | 2 |  | 0
Carried to Collection |  |  |  |  | 0
MISCELLANEOUS WORKS
X599.1 | Supply and install stainless steel hand stocks including lifting handle as shown in the drawing | nr | 2 |  | 0
X599.2 | Supply and place filter media of effective size 0.5mm as per the specifications | m3 | 4.7 |  | 0
X599.3 | Supply and place aggregate of effective size 10mm as per the specifications | m3 | 5.23 |  | 0
X599.4 | Supply and place aggregate of effective size 20 mm as per the specifications | m3 | 5.23 |  | 0
X599.5 | Supply and install under drain pipe work as shown in the drawing | Sum | 1 |  | 0
Carried to Collection |  |  |  |  | 0
COLLECTION
| Collection, Page 1 of 5 |  |  |  | 0
| Collection, Page 2 of 5 |  |  |  | 0
| Collection, Page 3 of 5 |  |  |  | 0
| Collection, Page 4 of 5 |  |  |  | 0
Carried to Summary |  |  |  |  | 0

## B 5.7 - Dosing units
MINISTRY OF WATER AND ENVIRONMENT
LOT 3 CONSTRUCTION OF ENYAU (INTAKE, WATER TREATMENT PLANT, OTUMBARI, NDAAPI AND MVEPI3) WATER SUPPLY & SANITATION SYSTEM
CONTRACT No. MWE/ WRKS/…..
BILL No. 5.7: Alum Mixing Tanks and Chlorine and Soda Ash Dosing House
ITEM NO. | DESCRIPTION | UNIT | QUANTITY | RATE(Ushs) | AMOUNT(Ushs)
Preamble:
The relevant drawing is ENY-WTP-003 and ENY-WTP-007 including references made there- in to other drawings
EARTHWORKS
Excavation in material other than topsoil, rock or artificial hard material, commencing surface is the stripped ground level
E324 | Depth 0.5-1m | m³ | 40.2 |  | 0
Excavation in rock material, commencing surface is the stripped ground level
E332 | Depth 0.25-0.5m | m³ | 20 |  | 0
Disposal of Excavated Material
Disposal of excavated material to sites as specified and as directed by the Engineer
E535 | Disposal as specified and approved by the Project Manager | m³ | 18.06 |  | 0
Filling
E613 | Filling to structures in non selected excavated material other than top soil or rock | m³ | 30.1 |  | 0
E615 | Filling to structures in imported natural material other than top soil or rock | m³ | 12.04 |  | 0
E617 | 300mm thick bed of approved imported hardcore well spread, leveled, rammed to consolidation on stabilized and compacted ground to Engineer’s satisfaction | m³ | 20.5 |  | 0
E724 | Sand blinding on top of hard core fill | m2 | 5.125 |  | 0
IN-SITU CONCRETE
Provision of Concrete
Designed Mix Concrete
Grade C15
Designed mix, grade C15 concrete, to BS 5328, with ordinary portland cement to BS 12, aggregate to BS 882, for the following aggregate sizes
F233 | 20mm aggregate | m3 | 3.9 |  | 0
Grade C20
Designed mix, grade C20 concrete, to BS 5328, with ordinary portland cement to BS 12, aggregate to BS 882, for the following aggregate sizes
F243 | 20mm aggregate | m3 | 11.6 |  | 0
Grade C25
Designed mix, grade C25 concrete, to BS 5328, with ordinary portland cement to BS 12, aggregate to BS 882, for the following aggregate sizes
F253 | 20mm aggregate | m3 | 17.4 |  | 0
Carried to Collection |  |  |  |  | 0
Placing Reinforced Concrete
Placing reinforced concrete, grade C20 for bases, footings and ground slabs of the following thickness
F622 | 150-300mm | m3 | 11.6 |  | 0
Placing reinforced concrete, grade C25 for suspended slabs of the following thickness
F632 | 150-300mm | m3 | 0 |  | 0
Placing reinforced concrete, grade C25 for walls of the following thickness
F642 | 150-300mm | m3 | 7.9 |  | 0
Placing reinforced concrete, grade C20 for columns of the following cross sectional areas
F652 | 0.03-0.1m2 | m3 | 2 |  | 0
Placing reinforced concrete, grade C25 for beams and lintels of the following cross sectional areas
F662 | 0.03-0.1m2 | m3 | 2.7 |  | 0
CONCRETE ANCILLARIES
Formwork
Fair finish formwork in horizontal plane of the following width
G215 | Width exceeding 1.22m | m2 | 9.8 |  | 0
Fair finish formwork in vertical plane of the following width
G242 | Width 0.1-0.2m | m | 63 |  | 0
G243 | Width 0.2-0.4m | m2 | 45.5 |  | 0
G244 | Width 0.4-1.22m | m2 | 0 |  | 0
G245 | Width exceeding 1.22m | m² | 107.4 |  | 0
Reinforcement
Deformed high yield steel bars to BS4449 and of the following sizes
G525 | Nominal size, 6mm-16mm | t | 1.45 |  | 0
G567 | Steel fabric reinforcement to BS4483 , fabric A252 | m2 | 56 |  | 0
Concrete Accessories
G811 | Finishing of top surfaces with wood float | m2 | 56 |  | 0
BRICKWORK, BLOCKWORK AND MASONRY
U511 | 150mm thick walls in approved solid blocks bonded in 1:5 cement sand mortar | m2 | 26.4 |  | 0
U512 | 230mm thick walls in approved solid blocks bonded in 1:5 cement sand mortar | m2 | 73.6 |  | 0
PAINTING
High Gloss Oil Paint
V323 | Internal quality high gloss oil paint, two coats, to facia board include surface preparation and undercoat | m² | 52 |  | 0
Carried to Collection |  |  |  |  | 0
High Gloss Oil Paint
V333 | External quality high gloss oil paint, two coats, to smooth concrete surfaces; include surface preparation as specified | m² | 52 |  | 0
Emulsion Paint
V567.1 | Internal quality vinyl silk emulsion paint , under coat & two overcoats, to interior block work wall surfaces to the Engineer's satisfaction, include surface preparation as specified | m² | 0 |  | 0
V567.2 | Exterior quality weather guard paint , under coat & two overcoats, to rendered block work wall surfaces to the Engineer's satisfaction, include surface preparation as specified | m² | 52 |  | 0
WATER PROOFING
Rendering
W153.1 | 1:4 cement sand screed plaster to external walls 25mm thick and finished with wooden float and rough cast to the Engineer's satisfaction | m² | 52 |  | 0
W153.2 | 1:4 cement sand screed plaster to internal walls 25mm thick and finished smooth with with white lime, using steel troweling | m² | 0 |  | 0
Roofing
W321 | Construct roofings, complete as in the drawings and as specified; with interlocking approved clay tiles, complete with chicken wire mesh, polythene sheet, purlins, rafters, wall plate, ridge tiles, barge boards, eaves boards with wood protection coat, and uPVC rain water guttering and drainage all to the Engineer's satisfaction | m² | 104 |  | 0
Protective Layers
W421 | Flexible polyethylene sheeting, gauge 1000, or similar approved, laid to the surface of blinding concrete or sand blinded hardcore fill | m² | 104 |  | 0
W441 | 1:3 cement sand 25mm floor screed finished to hard and smooth surface with a steel float using cement grout | m² | 56 |  | 0
W453.1 | Ceramic tiles lining to interior of chemical mixing tanks, jointed with approved corrosion resistant concrete | m² | 54.2 |  | 0
Windows, Doors and Glazing
Windows
Z311.1 | Supply and fix wooden frame double leaf glass windows overall size 1.0m x 1.2m complete including, approved non corrosive fasteners. hinges and stays | nr | 0 |  | 0
Doors
Z323.1 | Mild solid steel single leaf door overall size 1200 x 2100mm high primed with redoxide paint before delivery to site complete with all the necessary iron mongery and accessories. | nr | 0 |  | 0
MISCELLANEOUS WORKS
X599.1 | Supply and fix ventilation blocks size 1.0m x 0.5m | nr | 0 |  | 0
X599.2
| Provision of painted hand rails for staircases for the alum and chlorine mixing tanks platforms (2no) as shown on drawings ENY-WTP-006 and 010 | m | 48 |  | 0
X599.3 | 12mm thick cement/sand plaster as ceiling on expanded metal lathing stretched and nailed on 100 x 50mm ceiling branderings at 600mm centres on150 x 50mm ceiling joists | m² | 58.9 |  | 0
Carried to Collection |  |  |  |  | 0
Cabling
X599.4 | Cabling from MCC in backwash pump house to mixers | m | 250 |  | 0
X599.5 | Cabling from DB in backwash pump house to chemical stores and chemical mixing platforms | m | 320 |  | 0
X599.6 | Provison of single gang metal clad 13A, socket outlet complete with wiring by 2.5 mm2 SC PVC cable in concealed conduit | nr | 2 |  | 0
X599.7 | Provision of chlorine corrosion proof lighting points, complete with wiring by 1.5mm2 SC PVC cable in concealed conduit | nr | 2 |  | 0
X599.8 | Lightening protection for house and mixing/dosing platforms | Sum | 2 |  | 0
Chemical Mixing
X599.9 | Supply and install solar electric mixers, with stainless steel propellor shaft and mixing blades, including precast reinforced concrete support slabs on top of the mixing tanks | nr | 2 |  | 0
Chemical Dosing
X599.10 | Supply and fix OD 32mm HDPE pipe and fittings, including valves, elbows and connection to 350mm ND steel pipe for fresh water supply to mixing tanks from the back wash/ treatment plant service tank, maximum length 150m | Sum | 2 |  | 0
X599.11 | Supply and fix all plastic pipes and fittings, including valves, elbows, adaptors for overflow and draining mixing tanks to treatment plant drainage system | Sum | 2 |  | 0
X599.12 | Supply and fix all plastic pipe, fittings and accessories for connection of mixing tanks to 4no. gravity dosers | Sum | 2 |  | 0
X599.12 | Supply and fix OD 25mm plastic pipe and fittings, including valves, elbows, adaptors for dosing at flocculation chambers, maximum length 10m | Sum | 2 |  | 0
X599.13 | Supply and fix OD 25mm plastic pipe and fittings, including valves, elbows, adaptors for dosing at clear water well, maximum length 10m | Sum | 2 |  | 0
Gravity Dosers - Supplied under Mechanical Works
Treatment Works Sampling Points
X599.14 | DN20 galvanized iron standpipe complete including all pipework, fittings and connections to mains | nr | 4 |  | 0
Carried to Collection |  |  |  |  | 0
Electrical Installations
ME01 | 100W 12V solar generator system comprising 1No. solar panels as DAYLIFF Cat. No. TPS100, 15A charge controller, 1No 100Ah 12V solar battery and 100W inverter complete with protection and indicating facilities and all accessories. | System | 2 |  | 0
ME02 | 100A 6way SPN MCB consumer unit complete with integral isolator and 2No. 32A and 4No. 6A MCBs | No. | 2 |  | 0
ME03 | Wire socket outlets in 3x2.5mm2 PVC insulated copper cables in concealed PVC conduit | No. | 16 |  | 0
ME04 | Wire lighting points through 6A switches in 3x1.5mm2 PVC insulated copper cables in concealed PVC conduit | No | 26 |  | 0
Fittings
ME05 | Pendant lighting fitting comprising ceiling rose 300mm 3x1.mm2 flexible copper cable, lamp holder and 6W LED lamp | No | 16 |  | 0
ME06 | 6W LED wall mounted bulkhead lighting fitting - security lighting | No | 4 |  | 0
ME07 | 13A 2gang switched socket outlet | No | 16 |  | 0
ME08 | Earth to the requirements of BS 7671 | Item | 2 |  | 0
ME09 | Lightning protection for the block in 1No air terminal 40metres 3x25mm copper tape including clips, 2No inspection claps and 16mm diameter 1.5m long copper rod buried in 300mmx300 mmx1.5mdeep earth | Item | 2 |  | 0
ME10 | Allow for testing the electrical installations at each block | Item | 2 |  | 0
Carried to Collection |  |  |  |  | 0
COLLECTION
| Collection, Page 1 of 6 |  |  |  | 0
| Collection, Page 2 of 6 |  |  |  | 0
| Collection, Page 3 of 6 |  |  |  | 0
| Collection, Page 4 of 6 |  |  |  | 0
| Collection, Page 5 of 6 |  |  |  | 0
Carried to Summary |  |  |  |  | 0

## B 5.8 - Pump House
MINISTRY OF WATER AND ENVIRONMENT
LOT 3 CONSTRUCTION OF ENYAU (INTAKE, WATER TREATMENT PLANT, OTUMBARI, NDAAPI AND MVEPI3) WATER SUPPLY & SANITATION SYSTEM
CONTRACT No. MWE/ WRKS/…..
BILL No. 5.8: Pumping House
ITEM NO. | DESCRIPTION | UNIT | QUANTITY | RATE(Ushs) | AMOUNT(Ushs)
Preamble:
The relevant drawing is ENY-WTP-009 including references made there- in to other drawings
EARTHWORKS
Excavation in material other than topsoil, rock or artificial hard material, commencing surface is the stripped ground level
E324 | Depth not exceeding 1.5m | m³ | 44 |  | 0
Excavation in rock material, commencing surface is the stripped ground level
E332 | Depth not exceeding 1.5m | m³ | 5 |  | 0
Disposal of Excavated Material
Disposal of excavated material to sites as specified and as directed by the Engineer
E535 | Disposal as specified and approved by the Project Manager | m³ | 21.4 |  | 0
Filling
E613 | Filling to structures in non selected excavated material other than top soil or rock | m³ | 23 |  | 0
E615 | Filling to structures in imported natural material other than top soil or rock | m³ | 13.1 |  | 0
E617 | 200mm thick bed of approved imported hardcore well spread, leveled, rammed to consolidation on stabilized and compacted ground to Engineer’s satisfaction | m³ | 13.1 |  | 0
E724 | Sand blinding on top of hard core fill | m2 | 65.4 |  | 0
IN-SITU CONCRETE
Provision of Concrete
Designed Mix Concrete
Grade C15
Designed mix, grade C15 concrete, to BS 5328, with ordinary portland cement to BS 12, aggregate to BS 882, for the following aggregate sizes
F122 | 20mm aggregate | m3 | 0.6 |  | 0
Grade C20
Designed mix, grade C20 concrete, to BS 5328, with ordinary portland cement to BS 12, aggregate to BS 882, for the following aggregate sizes
F132 | 20mm aggregate | m3 | Rate Only |  | 0
Grade C25
Designed mix, grade C25 concrete, to BS 5328, with ordinary portland cement to BS 12, aggregate to BS 882, for the following aggregate sizes
F142 | 20mm aggregate | m3 | 36.1 |  | 0
Carried to Collection |  |  |  |  | 0
Placing Reinforced Concrete
Placing reinforced concrete, grade C25 for bases, footings and ground slabs of the following thickness
F722 | 150-300mm | m3 | 24 |  | 0
Placing reinforced concrete, grade C25 for beams and lintels of the following cross sectional areas
F721.1 | Cable trench base thickness not exceeding 150mm | m3 | 1.5 |  | 0
F721.2 | Equpment plinth; thickness 200mm | m3 | 1.2 |  | 0
F721.3 | Equipment plinth; 550mm high | m3 | 2.4 |  | 0
F741 | Cable trench wall; thickness not exceeding 150mm | m3 | 4 |  | 0
F752 | Column; crosssectionanal area 0.04m2 | m3 | 1 |  | 0
F762 | Ring beam: Cross sectional area 0.03-0.1m2 | m3 | 2 |  | 0
CONCRETE ANCILLARIES
Fair finish formwork in vertical plane of the following width
G242 | Width 0.1-0.2m | m | 68 |  | 0
G243 | Width 0.2-0.4m | m2 | 10 |  | 0
G244 | Width 0.4-1.22m | m2 | 13 |  | 0
Reinforcement
Plain rounded steel bars to BS4449 and of the following sizes
G512 | Nominal size, 8mm | t | 0.1 |  | 0
Deformed high yield steel bars to BS4449 and of the following sizes
G524 | Nominal size, 6mm-12mm | t | 1.805 |  | 0
G567 | Steel fabric reinforcement to BS4483 , fabric A252 | m2 | 32 |  | 0
Concrete Accessories
Finishes
G811 | Finishing of top surfaces with wood float | m2 | 9 |  | 0
G812 | Finishing of top surfaces with steel float | m2 | 66 |  | 0
Inserts
G812 | Equipment - pump and blower anchor bolts to equipment manufacturers details | Item | 1 |  | 0
PIPEWORK-FITTINGS AND VALVES
Steel fittings
Bends
All flanged 90 degree bends to BS 3601 , flanges drilled to BS 4504 ,all to PN 10, and of the following sizes
J311.1 | 50 mm ND | nr | 7 |  | 0
J311.2 | 80 mm ND | nr | 17 |  | 0
Carried to Collection |  |  |  |  | 0
Junctions
All flanged tees to BS 4346 , flanges to ISO 2441, all to PN 10 and of the following sizes
J321.1 | 50/50/25 mm ND | nr | 0 |  | 0
J321.2 | 50/50/50 mm ND | nr | 3 |  | 0
J321.3 | 80/80/32 mm ND | nr | 0 |  | 0
J321.4 | 80/80/80 mm ND | nr | 5 |  | 0
Tapers
All flanged concentric taper to BS4772, flanges to BS EN 1092-1:2002 all to PN10, cement mortar lined, and of the following sizes
J331.1 | 50/25 mm ND | nr | 4 |  | 0
J331.2 | 80/32 mm ND | nr | 12 |  | 0
Double Collars
Viking Johnson coupling, maxi type or similar to ISO 2441, flanges to ISO 2441, all to PN 10 for pipes of the following sizes
J341.1 | 50 mm ND | nr | 1 |  | 0
J341.2 | 80/100 mm ND | nr | 2 |  | 0
Blank Flange
Blank flange to ISO 2441, all to PN 10 and of the following sizes
J351.1 | 50 mm ND | nr | 2 |  | 0
J351.2 | 80 mm ND | nr | 2 |  | 0
Straight Specials
Flanged /spigot pipes, class K9 to BS 4772 or ISO 2531 with cement mortar lining all to PN 10 and of the following sizes and length
J381.1 | 50 mm ND length not exceeding 3.5m | nr | Rate Only
J381.2 | 80 mm ND length not exceeding 1.0m | nr | Rate Only
Double flanged pipes, class K9 to BS 4772 or ISO 2531 with cement mortar lining all to PN 10 and of the following sizes and length
J381.3 | 50 mm ND length not exceeding 1.0m | nr | 8 |  | 0
J381.4 | 50 mm ND length 1-1.5m | nr | 4 |  | 0
J381.5 | 80 mm ND length not exceeding 1.0m | nr | 12 |  | 0
J381.6 | 80 mm ND length 1.5-2.0m | nr | 4 |  | 0
J381.7 | 50 mm ND length not elength not exceeding 6.0m | nr | 4 |  | 0
J381.8 | 80 mm ND length not elength not exceeding 6.0m | nr | 4 |  | 0
Dismantling Joints
Wide adjustment, self restrained dismantling joints to BS 5150, all to PN10, for the following pipe sizes
J393.1 | 50 mm ND | nr | 2 |  | 0
J393.2 | 80 mm ND | nr | 12 |  | 0
Valves and Penstocks
All flanged CI gate valves to BS 5150 , flanges to ISO 2441 , all to PN 10 for operation by tee-key,for the following sizes
J811.1 | 50mm ND | nr | 6 |  | 0
J811.2 | 80mm ND | nr | 10 |  | 0
Carried to Collection |  |  |  |  | 0
Flanged CI non-return valves to BS 5150 , flanges to ISO 2441 , all to PN 10 for the following sizes
J831.1 | 50mm ND | nr | 6 |  | 0
J831.2 | 80mm ND | nr | 10 |  | 0
Air Valves
Flanged CI double orifice air relief valve, 50 mm ND, as specified ,flanges to ISO 2441, complete with isolating gate valve to ISO 7259, flange adaptors, distance pieces, and all fittings necessary to make the installation on pipes of the following sizes
J861.1 | ND50 | nr | 2 |  | 0
J861.2 | ND80 | nr | 6 |  | 0
Pressure Gauge
J871 | Pressure gauge 25mm ND to PN10 | nr | 2 |  | 0
Bulk Flow Meter complete with strainers
Woltman-type dry dial water meter as specified including pipe fittings, strainer and valves and as shown in drawings
J991.1 | DN50 | nr | 1 |  | 0
J991.2 | DN80 | nr | 3 |  | 0
Gantry Crane
N999 | 0.25 tonne capacity Manual gantry crane complete with lifting chains for pumps, bridge end trucks, festooning, steel support, anchor bolts including setting to work and commissioning. | nr | 1 |  | 0
BRICKWORK, BLOCKWORK AND MASONRY
U512.1 | 150mm thick dense concrete solid block walls in approved solid blocks bonded in 1:5 cement sand mortar | m2 | 36 |  | 0
U512.2 | 200mm thick dense concrete solid block walls in approved solid blocks bonded in 1:5 cement sand mortar | m2 | 124 |  | 0
U512.3 | 200mm thick dense concrete louvre block in approved solid blocks bonded in 1:5 cement sand mortar | m2 | 22 |  | 0
U512.4 | 115mm thick fired clay ventillation brickwork in approved solid blocks bonded in 1:5 cement sand mortar | m2 | 4 |  | 0
PAINTING
High Gloss Oil Paint
V323 | Internal quality high gloss oil paint, two coats, to facia board include surface preparation and undercoat | m² | 36 |  | 0
V333 | External quality high gloss oil paint, two coats, to smooth concrete surfaces; include surface preparation as specified | m² | 40 |  | 0
Emulsion Paint
V567.1 | Internal quality vinyl silk emulsion paint , under coat & two overcoats, to interior plastered block work wall surfaces to the Engineer's satisfaction, include surface preparation as specified. | m² | 82 |  | 0
V567.2 | Exterior quality weather guard paint , under coat & two overcoats, to rendered block work wall surfaces to the Engineer's satisfaction, include surface preparation as specified. | m² | 24 |  | 0
WATER PROOFING
Damp Proof
Damp proof course of bitumen impregnated fabric to BS 6398 for the following wall thicknesses
W116 | 230mm | m | 24 |  | 0
Carried to Collection |  |  |  |  | 0
Rendering
W153.1 | 1:4 cement sand render to external walls 25mm thick and finished with wooden float and rough cast to the Engineer's satisfaction | m² | 62 |  | 0
W153.2 | 1:4 cement sand plaster to internal walls 25mm thick and finished smooth with with white lime slurry, using steel trowel. | m² | 56 |  | 0
Roofing
W321 | Construct roofing, complete as in the drawing and as specified; with interlocking approved clay tiles, complete with chicken wire mesh, gauge 1000 polythene sheet, pressure treated battens/ purlins/ rafters/ struts ties and wall plate, ridge tiles, plastic barge/ eaves boards, and uPVC rain water roof drainage all to the Engineer's satisfaction. | m² | 162 |  | 0
Protective Layers
W421 | Flexible polyethylene sheeting, gauge 1000, or similar approved, laid to the surface of blinding concrete or sand blinded hardcore fill | m² | 50 |  | 0
W441 | 1:3 cement sand 25mm floor screed finished to hard and smooth surface with a steel float using cement grout | m² | 68 |  | 0
MISCELLANEOUS WORKS
X599.1 | Supply and fix ventilation blocks size 1.0m x 0.5m | nr | 2 |  | 0
X599.2 | Mild steel grille cladding high primed with redoxide paint before delivery to site complete with all the necessary anchoring and fixing accessories. | m2 | 20 |  | 0
X599.3 | Mild steel chequer plate covers to BS 4592, galvanised to BS 729 , 3mm thick, in 400 x 1000mm minumum panels to detail. | m2 | 5 |  | 0
X599.4 | Lightening protection for house | Sum | 1 |  | 0
Windows, Doors and Glazing
Doors
Z323.1 | Mild solid steel plate double leaf door overall size 1800 x 2100mm high primed with redoxide paint before delivery to site complete with all the necessary iron mongery and accessories. | nr | 1 |  | 0
Z323.2 | Mild steel grille double leaf door overall size 1800 x 2100mm high primed with redoxide paint before delivery to site complete with all the necessary iron mongery and accessories. | nr | 3 |  | 0
Ceiling Finishes
Soffits
Z414 | In situ finishes, beds and backings: plastered ceiling with applied finish to provide a smooth surface: complete with timber backing & expanded metal as required. | m² | 66 |  | 0
Carried to Collection |  |  |  |  | 0
PUMP HOUSE GENERAL ELECTRICAL INSTALLATION
ME01 | Solar generator system comprising 2No.100W solar panels as DAYLIFF Cat. No. YL100, 15A charge controller, 2x100Ah 12V solar battery and 200W inverter complete with cabling , protection and indicating facilities and all accessories. | System | 1 |  | 0
ME02 | 100A 4way SPN MCB consumer unit complete with integral isolator and 2No. 32A and 2No. 6A MCBs | No. | 1 |  | 0
ME03 | Wire socket outlets in 3x2.5mm2 PVC insulated copper cables in concealed PVC conduit | No. | 2 |  | 0
ME04 | Wire lighting points through 6A switches in 3x1.5mm2 PVC insulated copper cables in concealed PVC conduit | No | 13 |  | 0
Fittings
ME05 | 13W LED tube ceiling mounted lighting fitting | No | 9 |  | 0
ME06 | 6W LED wall mounted bulkhead lighting fitting - security lighting | No | 4 |  | 0
ME07 | 13A 2gang metalclad switched socket outlet | No | 2 |  | 0
Carried to Collection |  |  |  |  | 0
COLLECTION
| Collection, Page 1 of 7 |  |  |  | 0
| Collection, Page 2 of 7 |  |  |  | 0
| Collection, Page 3 of 7 |  |  |  | 0
| Collection, Page 4 of 7 |  |  |  | 0
| Collection, Page 5 of 7 |  |  |  | 0
| Collection, Page 6 of 7 |  |  |  | 0
Carried to Summary |  |  |  |  | 0

## B 5.9 - PH Mech & Elect Works
MINISTRY OF WATER AND ENVIRONMENT
LOT 3 CONSTRUCTION OF ENYAU (INTAKE, WATER TREATMENT PLANT, OTUMBARI, NDAAPI AND MVEPI3) WATER SUPPLY & SANITATION SYSTEM
CONTRACT No. MWE/WRKS/ …...
BILL No. 5.9: PUMP HOUSE ELECTRO - MECHANICAL INSTALLATIONS
ITEM NO. | DESCRIPTION | UNIT | QUANTITY | RATE (Ushs) | AMOUNT (Ushs)
SOLAR PUMPS
Q=17m3/Hr. TDH=20
ME01 | Backwash Pumping System comprising two 3x415V 50Hz 3.0KW surface maximum non-self-priming vertical multi-stage in-line centrifugal pumps each delivering 17m3/Hr. at a TDH of 20m in cast iron housing and stainless steel components connected in parallel formation for the system to deliver 17m3 at TDH of 20metres with 1 pumping system running and the other in standby complete with with all accessories and of proprietary manufacture as GRUNDFOS or approved equivalent. | System | 2 |  | 0
ME02 | Pump controller comprising for Backwash 3.0 kW pumps in item 1 above 4.0kW inverter and the following switching, operations, control and protection features: | No | 1 |  | 0
- Maximum power point capabilities trucking
- Motor soft starting and full motor protection against over/under voltage, overcurrent, phase loss, system overload and module over temperature.
- Hybrid capability with option of DC solar power or AC generator power input
- Dry running switch
- LCD display interface of operating parameters and historical data.
Complete with all accessories and of proprietary manufacture as GRUNDFOS or approved equivalent.
BLOWERS
ME03 | 800W 3x415V 50Hz Air Blower in parallel formation with 1 blower running and the other at standby for the system to deliver 5.3m3/Hr. at suction pressure 167kPa | No | 2 |  | 0
ME04 | 1200W 415V pure sine wave hybrid inverter for the blowers complete with LED monitoring panel for operating parameters and built in overload and short circuit protection | No. | 1 |  | 0
SOLAR ARRAYS
The following specification has been based on Dayliff catalogues. Bidders are at liberty to quote for technically equivalent schemes but shall have to submit with their calculations
ME05 | For Bashback Pumps: 200W 24V solar crystalline photo voltaic module connected in 1 x 15 string series formations to give a controller nominal input voltage of 667.5V as Dayliff Cat. No. TPS2200 or approved equivalent to power backwash pumps. | No | 15 |  | 0
ME06 | For Blower: 200W 240V solar crystalline photo voltaic module connected for blower 1x8 string series formations to give a controller nominal input voltage of 178V as Dayliff approved equivalent to power backwash pumps. | No | 4 |  | 0
ARRAY SUPPORT STRUCTURES
ME07 | Solar panel support structure for 15No. 200W panels for the backwash solar pumps : 20o sloping roof structure fabricated in corrosion proof G550 galvanised steel profiles and stainless bolts and nuts and secured in concrete filled sleeves. (Assumed maximum weight 225Kg, wind loading 100m/s) at the two stations. | No | 1 |  | 0
ME08 | Solar panel support structure for the 4No. blower panels: 20o sloping roof structure fabricated in corrosion proof G550 galvanised steel profiles and stainless bolts and nuts and secured in concrete filled sleeves. (Assumed maximum weight 60Kg, wind loading 100m/s) at the two stations. | No | 1 |  | 0
ME09 | Wire solar array to power 2No. BackwashPumps and 2No blowers in electrolytic multi-strand annealed copper UV protected cables between the modules. | m | 30 |  | 0
ME10 | Wire bachwash pumps in 4x4mm2 electrolytic multi-strand annealed copper UV protected cables from the inverter to the 2No Backwash Pumps and 2No. Blowers complete with all accessories | m | 50 |  | 0
| ALARM SYSTEM | Item | 1 |  | 0
EARTHING
ME11 | Earthing the pumphouse and solar arrays comprising 3No. 300mmx300mmx 450mm deep precast concrete inspection manhole, 100metres of 70mm2 bare flexible copper cable, 3No. earth electrodes (D> 19 mm, L = 1.5m) and any other necessary material or components to achieve an earth resistance of < 5 Ohm. All metal structural components and electrical enclosures, such as PV module frames, mounting racks, and generator chases are to be interconnected | Item | 1 |  | 0
Lightning protection of the water pumping installation (solar arrays and pumphouse).
ME12 | Air terminal fixed on pump house | No | 2 |  | 0
ME13 | Air terminal at solar arrays | No | 3 |  | 0
ME14 | 25mmx3mm copper tape at the pump house complete with fixations | m | 36 |  | 0
ME15 | 300mm x 300m x 450mm manhole (2No. for pumphouse and 2No. for arrays) | No | 2 |  | 0
ME16 | Allow a provisional sum of UGX 1,000,000 for Ground Enhancing Materials that may be required at the pumphouse and arrays | Item | 1 |  | 0
ME17 | Allow for testing and commissioning the completed solar water pumping equipment | Item | 1 |  | 0
ME18 | 3 hard copy and 1 soft copy of as built drawing | Item | 1 |  | 0
ME19 | 1 set of equipment catalogues | Item | 1 |  | 0
ME20 | 1 set of operations and maintenance manual | Item | 1 |  | 0
ME21 | 3-year warranty for major equipment | Item | 1 |  | 0
Site Lighting
ME22 | 6metre rigid steel pole mounted self-contained street solar lighting lantern hoisting a monocrystalline 125W photo voltaic module and 40W LED lamp mounted in a corrosion proof die cast alluminium housing and incorporating a multi-functional digital controller for automatic battery charging regulation, load and lighting control and automatic switching at dusk and dawn and a lockable water proof box housed VRLA battery. | No | 8 |  | 0
Diesel Generator
ME23 | Diesel generator of the following electrical and mechanical specifications | Set | 1 |  | 0
- Prime/standby KVA rating – 40/30
- Voltage 3x415V
- Voltage regulation - +/-1%
- Insulation Class - H
- Enclosure – IP23
- Turbo charged
- No. of cylinders – 4
- Electronic governor
- Fuel tank capacity – 60litres
- Mounting – skid frame of rigid construction suitable for sitting on level ground surfaces ranging from earth, crushed rock or a concrete pad.
- Anti-vibration dampers
ME24 | 100A 8way 3x415V TPN distribution board complete with integral isolator and 2No. 20A TP+ 4No. 6A TP+ 6No 6A SP MCBs | No | 1 |  | 0
ME25 | Generator wiring to the solar system | Item | 1 |  | 0
ME26 | Spare parts – Specify, quantify and price on a separate sheet attached and insert total herein | Item | 1 |  | 0
| Total for for diesel generator carried tocollection |  |  |  | 0
SPARE PARTS

## B 5.10 - Backwash Tank
MINISTRY OF WATER AND ENVIRONMENT
LOT 3 CONSTRUCTION OF ENYAU (INTAKE, WATER TREATMENT PLANT, OTUMBARI, NDAAPI AND MVEPI3) WATER SUPPLY & SANITATION SYSTEM
CONTRACT No. MWE/ WRKS/…..
BILL No. 5.10: Backwash Tank 50m3 on 6m tower
ITEM NO. | DESCRIPTION | UNIT | QUANTITY | RATE(Ushs) | AMOUNT(Ushs)
Preamble:
The relevant drawing is ENYA-WTP-010 including references made there- in to other drawings
EARTHWORKS
Excavation in material other than topsoil, rock or artificial hard material, commencing surface is the stripped ground level
E324 | Depth 1-2m | m³ | 0.54 |  | 0
Excavation in rock material, commencing surface is the stripped ground level
E334 | Depth 1-2m | m³ | 26.46 |  | 0
Disposal of Excavated Material
Disposal of excavated material to sites as specified and as directed by the Engineer
E531 | Disposal as specified and approved by the Project Manager | m³ | 27 |  | 0
IN-SITU CONCRETE
Provision of Concrete
Designed Mix Concrete
Grade C15
Designed mix, grade C15 concrete, to BS 5328, with ordinary portland cement to BS 12, aggregate to BS 882, for the following aggregate sizes
F231 | 10mm aggregate | m3 | 2.7 |  | 0
Grade C30
Designed mix, grade C30 concrete, to BS 5328, with ordinary portland cement to BS 12, aggregate to BS 882, for the following aggregate sizes
F243 | 20mm aggregate | m3 | 19 |  | 0
Placing Mass Concrete
Blinding
Placing blinding concrete, grade C15, of the following thickness
F511 | Not exceeding 150mm | m3 | 2.7 |  | 0
Placing Reinforced Concrete
Placing reinforced concrete, grade C30 for bases, footings and ground slabs of the following thickness
F622 | 150-300mm | m3 | 19 |  | 0
CONCRETE ANCILLARIES
Formwork
Fair finish formwork in vertical plane of the following width
G245 | Width exceeding 1.22m | m² | 54 |  | 0
Carried to Collection |  |  |  |  | 0
Reinforcement
High Yield Steel
Twisted high yield steel bars to BS4449 and of the following sizes
G524 | Nominal size, 6mm-16mm | t | 0.22 |  | 0
PIPEWORK-FITTINGS AND VALVES
Steel fittings
Bends
All flanged 90 degree bends to BS 3601 , flanges drilled to BS 4504 , all to PN 10, and of the following sizes
J311.1 | DN50 | nr | 1 |  | 0
J311.2 | DN100 | nr | 2 |  | 0
J311.3 | DN200 | nr | 1 |  | 0
J311.5 | DN50 duckfoot | nr | 1 |  | 0
J311.6 | DN100 duckfoot | nr | 1 |  | 0
J311.7 | DN200 duckfoot | nr | 1 |  | 0
Junctions
All flanged tees to BS 4346 , flanges to ISO 2441, all to PN 10 and of the following sizes
J323.1 | DN100 x 100 | nr | 1 |  | 0
Detachable Coupling or similar, wide range coupling to fit all pipe spigots to PN 10, and of the following sizes
J342.1 | 50 mm ND | nr | 5 |  | 0
J342.2 | 200 mm ND | nr | 5 |  | 0
Adaptors
Flange adaptors of Viking Johnson maxi type, to fit plastic pipes, to ISO 2441, flanges to ISO 2441, all to PN 10, and of the following sizes
J351.1 | DN100 | nr | 1 |  | 0
J351.2 | DN200 | nr | 1 |  | 0
Bellmouths
Double flanged bellmouths all to PN 10 and of the following sizes
J371 | 100 mm ND | nr | 1 |  | 0
Straight Specials
Double flanged pipes, class K9 to BS 4772 or ISO 2531 with cement mortar lining all to PN 10 and of the following sizes and length
J381.1 | 50 mm ND, length not exceeding 0.2m Long | nr | 1 |  | 0
J381.2 | 50 mm ND, length not exceeding 0.3m Long | nr | 1 |  | 0
J381.3 | 50 mm ND, length not exceeding 6.0m Long | nr | 1 |  | 0
J381.4 | 100 mm ND, length not exceeding 0.2m Long | nr | 1 |  | 0
J381.5 | 100 mm ND, length not exceeding 0.3m Long | nr | 1 |  | 0
J381.6 | 100 mm ND, length not exceeding 6.0m Long | nr | 2 |  | 0
J381.4 | 200 mm ND, length not exceeding 0.2m Long | nr | 1 |  | 0
J381.5 | 200 mm ND, length not exceeding 0.3m Long | nr | 1 |  | 0
J381.6 | 200 mm ND, length not exceeding 6.0m Long | nr | 1 |  | 0
Strainer
Flanged outlet pipe strainer, to BS 4772, flanges to BS 4504, all to PN 10, cement mortar lined, and of the following sizes
J491 | 200 mm ND | nr | 1 |  | 0
Carried to Collection |  |  |  |  | 0
Valves and Penstocks
All flanged CI gate valves to BS 5150 , flanges to ISO 2441 , all to PN 10 for operation by tee-key,for the following sizes
J811.1 | DN50 | nr | 1 |  | 0
J811.2 | DN100 | nr | 1 |  | 0
J811.3 | DN200 | nr | 1 |  | 0
All flanged CI butter fly valves to BS 5150 , flanges to ISO 2441 , all to PN 10 for operation by hand,for the following sizes
J841.1 | 200 mm ND | nr | 1 |  | 0
Ball Float Valves
'Flanged Balanced ball float valve, flanges to BS4505, all to PN10
J891 | 200 mm ND | nr | 1 |  | 0
Steel Tank
X599.1 | Supply and install galvanised steel tank, galvanised to BS EN 1461:1999 or as approved standard, nominal capacity 55,434 litres, complete including manhole with hinged lid, screened roof vents, internal & external ladders, walkway, ball valve, float level indicator, pipe connections (for inlet, outlet, overflow, drain, etc as specified | Sum | 1 |  | 0
X599.2 | Supply and construct galvanised steel lattice tower galvanised to BS EN 1461:1999 or as approved standard as tank support; 6 m from finished ground level to base of the tank | Sum | 1 |  | 0
Carried to Collection |  |  |  |  | 0
COLLECTION
| Collection, Page 1 of 4 |  |  |  | 0
| Collection, Page 2 of 4 |  |  |  | 0
| Collection, Page 3 of 4 |  |  |  | 0
Carried to Summary |  |  |  |  | 0

## B 5.11 - Admin Building
MINISTRY OF WATER AND ENVIRONMENT
LOT 3 CONSTRUCTION OF ENYAU (INTAKE, WATER TREATMENT PLANT, OTUMBARI, NDAAPI AND MVEPI3) WATER SUPPLY & SANITATION SYSTEM
CONTRACT No. MWE/ WRKS/ …......
BILL No. 5.11: SITE ADMINISTRATION BUILDING
ITEM NO. | DESCRIPTION | UNIT | QUANTITY | RATE (Ushs) | AMOUNT(Ushs)
ADMINISTRATION BUILDING
PREAMBLE
The works measured in this bill are covered under the Particular Specifications. The relevant drawings are the DRAWING ENY-WTP-013 (including references made there-in to other drawings)
CLASS E: EARTHWORKS
Excavation for foundations
E323 | Depth 0 - 1m | m³ | 38 |  | 0
E324 | Depth 1 - 2m | m³ | 7.5 |  | 0
Disposal of Excavated Material
Disposal of excavated material off site
E532 | Material other than topsoil, rock, or artificial hard material. | m³ | 15.2 |  | 0
Double handling of excavated material
E542 | Material other than topsoil, rock or artificial hard material - Return fill and compact selected excavated material in foundations to 95% MDD | m³ | 30.3 |  | 0
Filling
Filling to Structures by methods specified and to depths as shown in the drawings
E615 | Imported granular material - 50mm sand blinding | m2 | 50 |  | 0
E647 | Hardcore filling; 200mm deep | m2 | 50 |  | 0
FILLING ANCILLARIES
Preparation of Filled Surfaces
E712.1 | Hardcore materials | m2 | 50 |  | 0
CLASS F: IN-SITU CONCRETE
Provision of Concrete
Ordinary Designed Mix Concrete
Grade 15
Designed mix, grade 15 concrete, to BS 5328, with ordinary portland cement to BS 12 , aggregate to BS882 , for the following aggregate sizes
F122 | 20mm aggregate | m³ | 3.8 |  | 0
Carried to Collection |  |  |  |  | 0
Grade 20
Designed mix, grade 20 concrete, to BS 5328, with ordinary portland cement to BS 12 , aggregate to BS882 , for the following aggregate sizes
F132 | 20mm aggregate | m³ | 6 |  | 0
Grade 25
Designed mix, grade 25 concrete, to BS 5328, with ordinary portland cement to BS 12 , aggregate to BS882 , for the following aggregate sizes
F142 | 20mm aggregate | m³ | 4 |  | 0
Placing Mass Concrete
Blinding
Placing blinding concrete, for ground slab, sand, of the following thickness
F611 | Thickness not exceeding 150mm | m³ | 2.5 |  | 0
Strip foundation
Placing strip foundation concrete, grade 15
F622 | Nominal thickness 230mm | m³ | 3.8 |  | 0
Placing Reinforced Concrete
Ground Slab
Placing reinforced concrete, grade 20, for ground slab of the following thickness
F723 | Thickness not exceeding 150mm | m³ | 6 |  | 0
CLASS F: IN-SITU CONCRETE (Cont'd)
Placing Reinforced Concrete (Cont'd)
Ring Beams and columns
Placing reinforced concrete, grade 25, for ring beam
F762 | Thickness 230 x 230mm beam | m³ | 4 |  | 0
CONCRETE ANCILLARIES
Formwork; Rough Finish
Plane horizontal
G112 | Width 0.1 to 0.2m | m2 | Rate Only |  | 0
Carried to Collection |  |  |  |  | 0
Formwork-Fair Finish
Plane Vertical
G242 | Width 0.1m - 0.2m to edges of slab | m | 50 |  | 0
Plane Vertical
G243 | To ring beam 230mm x 230mm; Width 0.2m - 0.4m | m2 | 27 |  | 0
Reinforcement
Deformed High Yield Steel
Hot rolled high yield ribbed bars of yield strength of 460N/mm2 to BS 4449 or BS EN 10080 and BS EN 1993 and of the following sizes
G524 | All sizes | ton | 0.4 |  | 0
Steel Fabric
Steel fabric to BS4483
G522 | Nominal mass: 2 - 3 kg/m2 - A142 | m2 | 59 |  | 0
CLASS N: MISCELLANEOUS METAL WORK
Steel veranda supports: tubular section
N164 | 100mm diameter x 4mm thick Round hollow section: size 2700mm long including 500mm length bedded in concrete grade 20: top welded with 4mm thick mild steel plate to receive timber beam (m/s): bottom welded with fixing lugs: bottom 4mm base plate welded to the steel pipe: including Bolts and nuts, painted in accordance with engineers spcification. complete. | nr | Rate Only |  | 0
CLASS U; BRICKWORK, BLOCKWORK AND MASONRY
Dense Concrete Blockwork
Dense clay bricks to BS 7263, jointed with ordinary 1:3 cement mortar, hoop irons every three courses
U521.1 | 230mm thick clay brick wall in plinth wall | m² | 54 |  | 0
Dense clay bricks to BS 7263, jointed with ordinary 1:4 cement mortar, hoop irons every three courses
U521.2 | 230mm thick clay brick wall | m² | 110 |  | 0
U511 | 150mm thick clay brick wall | m² | 36 |  | 0
Carried to Collection |  |  |  |  | 0
CLASS V: PAINTING
High Gloss
Timber Surfaces
External quality high gloss oil paint, two coats, to the following timber surfaces; include surface preparation and undercoat
V321 | Upper surfaces of facia board inclined at an angle not exceeding 30 degrees to the horizontal | m² | 36 |  | 0
Emulsion Paint
Masonry
External quality emulsion paint (weather guard), two coats, to the following smooth masonry surfaces, include surface preparation and undercoat as specified
V553 | Surfaces of walls inclined at an angle exceeding 60 degrees to the horizontal | m² | 75 |  | 0
CLASS V: PAINTING (Cont'd)
Emulsion Paint (Cont'd)
Masonry
Internal quality emulsion paint, two coats, to plastered blockwork; include surface preparation and undercoat as specified
V553 | Surfaces of walls; inclined at an angle exceeding 60 degrees to the horizontal | m² | 125 |  | 0
Approved Floor Paint
Horizontal Surfaces of steel trowelled concrete floor; applied strictly in accordance with suppliers recommendations.
V639 | Surfaces of floors; horizontal - Office, store, Labourer's rest area and veranda | m2 | Rate Only |  | 0
CLASS W: WATER PROOFING
Damp proof course of bitumen impregnated fabric to BS 6398 for the following wall thickness
W113 | Width 150-200mm wide | m | 54 |  | 0
Carried to Collection |  |  |  |  | 0
Protective Layers
Flexible polyethylene sheeting, gauge 1000, or similar approved, laid to the surface of blinding concrete or sand blinded hardcore fill
W421 | Surfaces inclined at an angle not exceeding 30 degrees to the horizontal | m² | 50 |  | 0
CLASS Z: SIMPLE BUILDING WORKS
WINDOWS DOORS & GLAZING
Timber Doors
Supply and install 45mm thick wrot hardwood timber doors as described to: 45 mm thick framed, ledged and battened size as shown below overall comprising 45 x 125 mm stile and top rail, 25 x 125 mm ledges, 20 x 100 mm battens with V joints, all glued and assembled, including painting general surfaces woodwork and all necessary iron mongery.
Z313.1 | Size 900mm x 2100mm high | nr | 3 |  | 0
Z313.2 | Size 800mm x 2100mm high | nr | 2 |  | 0
CLASS Z: SIMPLE BUILDING WORKS (Cont'd)
WINDOWS DOORS & GLAZING (Cont'd)
Metal Doors
Supply and install steel door fabricated from standard steel sections not less than 3mm thick and comprising 300mm high vent filled in with 4no 2mm thick x 75mm wide steel louvre blades, 2no 6mm thick clear glass and glazing panels complete with all iron mongery, steel burglar proof grilles, heavy duty stainless steel door lock to as union or equal approved and including painting to Engineer's satisfaction.
Z323.1 | Door size 1500mm x 2100mm high | nr | 1 |  | 0
Carried to Collection |  |  |  |  | 0
Metal Windows
Supply and install steel casement window with frames and sashes in standard sections as described: timber including timber sub-frames; including glazing, complete with all ironmongery, burglar proof and including painting to Engineer's specification.
Z321.1 | Window Size 1500mm x 1500mm high, with 1500mm x 250mm vent on top; casement | nr | 1 |  | 0
Z321.2 | Window Size 1500mm x 1200mm high, with 1000mm x 250mm vent on top; casement | nr | 4 |  | 0
Z321.3 | Window Size 900mm x 600mm high, with 600mm x 250mm vent on top; top hung | nr | 2 |  | 0
Precast concrete
Window Cills
Supply and install 265 x 68mm weathered and throated window sill finished fair on exposed surfaces and bedded in cement mortar (1:4) including gloss oil painting applied in three coats
Z350 | Cross-sectional area not exceeding 0.1 m2 | m | 10 |  | 0
CLASS Z: SIMPLE BUILDING WORKS (Cont'd)
SURFACE FINISHINGS, LININGS AND PARTITIONS
In situ finishes, beds and backings
Floors
Sand and Cement Screed
Sand and cement screed of 1:4 cement sand mortar, applied to concrete floors, 50 mm thick, prepared and applied as specified, and finished with a steel float
W441 | Surfaces of floors inclined at an angle not exceeding 30 degrees to the horizontal | m² | 50 |  | 0
Wall Finishes
Z413.1 | External: 20 mm thick plaster (1:5) in two coats to walls, trowelled hard and smooth | m² | 75 |  | 0
Z413.2 | Internal: 15 mm plaster in two coats, steel trowelled to hard and smooth finish to walls internally | m² | 125 |  | 0
Carried to Collection |  |  |  |  | 0
Tiles
Z421.1 | 300x 300 x 8mm thick approved non-slip ceramic floor tiles on 42mm thick screed - toilets, pantry and laboratory. | m² | 8 |  | 0
Z421.2 | 8x100mm high skirting | m | 44 |  | 0
Z423 | 300x 150 x 8mm thick approved ceramic wall tiles on 25mm thick cement and sand mortar backing - 1.8m high. | m² | 23 |  | 0
Ceiling Finishes
Soffits
Z414 | In situ finishes, beds and backings: plastered ceiling with applied finish to provide a smooth surface: complete with timber backing & expanded metal as required. | m² | 56 |  | 0
CLASS Z: SIMPLE BUILDING WORKS (Cont'd)
FIXTURES & FITTINGS
Laboratory fittings
Factory manufactured laboratory fittings
Z371.1 | Cupboard units and bench tops as specified; to make up units 7000mm x 550mm wide | Item | 1 |  | 0
Pantry fittings
Factory manufactured pantry fittings
Z371.2 | Cupboard units and bench tops as specified; to make up units 2050mm & 950mm long - width 550mm | Item | 1 |  | 0
Office Furniture
Z371.3 | Provisional Sum for furniture in the Manager's, Laboratory and offices including cupboards, and shelves in accordance to details to be provided by the project manager | sum | 1 |  | 0
Roof
Z800 | Construct roofings, complete as in the drawings and as specified; with interlocking approved clay tiles, complete with chicken wire mesh, polythene sheet, purlins, rafters, wall plate, ridge tiles, barge boards, eaves boards with wood protection coat, to the Engineer's satisfaction | m2 | 102 |  | 0
Carried to Collection |  |  |  |  | 0
Piped building services
Pipework
Supply and install complete cold water distribution system for the building from the main water supply line to laboratories, ladies & gents washrooms as shown in Drawings in PE or PPR plastic pipes, including all bends, elbows, tees, tapers, ball valves and accessories
Z511-1 | Administration Building cold water distribution system | Item | 1 |  | 0
| Supply and install complete internal sewage collection system to laboratories, pantry, ladies & gents washrooms and as shown in Drawings in PVC DN 40 mm to DN 110 mm pipes with flexible rubber joints, including all bends, elbows, tees, tapers and accessories |  |  |  | 0
Z511-3 | Administration building internal sewage drainage system | Item | 1 |  | 0
CLASS Z: SIMPLE BUILDING WORKS (Cont'd)
Piped building services (Cont'd)
Sanitary appliances and fittings
Z701 | Supply and Install Vitreous China WC as Twyford Classic bowl with P outlet 9 litre cistern with valve fittings and seat and cover, complete with valve cistern fittings, including outlet and inlet valves, internal overflow, connecting fitments from cistern to bowl and all accessories. | nr | 2 |  | 0
Z702 | Wash hand basin in Vitreous China approximately 560 x 405mm with one tap hole and chain-stay hole, complete with Amazon mixer pillar tap, Chrome plated chain waste, plastic bottle trap, pedestal and all accessories as TWYFORDS CLASSIC 560 or equal approve | nr | 1 |  | 0
Z703 | Stainless steel sink: Single bowl as "ASL" or equal approved (2500 x 500mm): 615/041 40mm chain waste: Bricon 365/50 tap: 40mm S.P. bottle trap: 75mm seal: including fixing with necessary screws and brackets. | nr | 1 |  | 0
| Stainless steel kitchen sink: single bowl/ single drainer | nr | 1 |  | 0
Concrete Splash Apron
Z703 | Concrete Grade 25/20 100mm thick laid on 150mm thick blinded hardcore sub-base; include for wood float surface finish to falls; formwork to external edge and movement/ construction joints as required. | m2 | 21 |  | 0
Carried to Collection |  |  |  |  | 0
RAINWATER DISPOSAL
Z5.04 | 160mm uPVC rainwater gutters; fixed to eaves beam with and including brackets, outlets and ends. | m | 60 |  | 0
Z505 | 110mm diameter uPVC pipes; including hopperheads, bends and outlet shoes; to convey rainwater to the water tank | m | 16 |  | 0
Z505 | 5000 litre plastic water tank with all the necesssary valves and outflow pipes including masonry base | nr | 1 |  | 0
Electrical Installations
ME01 | 1600W 24V solar generator system comprising 10 No. 100AH solar panels as DAYLIFF Cat. No. TPS100,, 85A charge controller, 10x100Ah 12V solar battery and 1600W inverter complete with protection and indicating facilities and all accessories. | System | 1 |  | 0
ME02 | 100A 6way SPN MCB consumer unit complete with integral isolator and 2No. 32A and 4No. 6A MCBs | No. | 1 |  | 0
ME03 | Wire socket outlets in 3x2.5mm2 PVC insulated copper cables in concealed PVC conduit | No. | 9 |  | 0
ME04 | Wire lighting points through 6A switches in 3x1.5mm2 PVC insulated copper cables in concealed PVC conduit | No | 14 |  | 0
Fittings
ME05 | Pendant lighting fitting comprising ceiling rose 300mm 3x1.mm2 flexible copper cable, lamp holder and 6W LED lamp | No | 10 |  | 0
ME06 | Surface wall mounted luminaire of die cast alluminium and opal UV vandal resistant diffuser and 9W LED lamp | No | 4 |  | 0
ME07 | 13A 2gang switched socket outlet | No | 9 |  | 0
ME08 | Earth the Administration Block to the requirements of BS 7671 | Item | 1 |  | 0
ME09 | Lightning protection for the block in 1No air terminal 40metres 3x25mm copper tape including clips, 2No inspection claps and 16mm diameter 1.5m long copper rod buried in 300mmx300 mmx1.5mdeep earth | Item | 1 |  | 0
ME10 | Allow for testing the electrical installations at the block | Item | 1 |  | 0
Carried to Collection |  |  |  |  | 0
COLLECTION
| Collection, Page 1 of 10 |  |  |  | 0
| Collection, Page 2 of 10 |  |  |  | 0
| Collection, Page 3 of 10 |  |  |  | 0
| Collection, Page 4 of 10 |  |  |  | 0
| Collection, Page 5 of 10 |  |  |  | 0
| Collection, Page 6 of 10 |  |  |  | 0
| Collection, Page 7 of 10 |  |  |  | 0
| Collection, Page 8 of 10 |  |  |  | 0
| Collection, Page 9 of 10 |  |  |  | 0
Carried to Grand Summary |  |  |  |  | 0

## B 5.12 - Superitendant House
MINISTRY OF WATER AND ENVIRONMENT
LOT 3 CONSTRUCTION OF ENYAU (INTAKE, WATER TREATMENT PLANT, OTUMBARI, NDAAPI AND MVEPI3) WATER SUPPLY & SANITATION SYSTEM
CONTRACT No. MWE/ WRKS/ …......
BILL No. 5.12: SUPERITENDANT'S HOUSE
ITEM NO. | DESCRIPTION | UNIT | QUANTITY | RATE (Ushs) | AMOUNT(Ushs)
PREAMBLE
The works measured in this bill are covered under the Particular Specifications. The relevant drawings are the DRAWING ENY-WTP-014 (including references made there-in to other drawings)
CLASS E: EARTHWORKS
Excavation for foundations
E323 | Depth 0 - 1m | m³ | 50 |  | 0
E324 | Depth 1 - 2m | m³ | 10 |  | 0
Disposal of Excavated Material
Disposal of excavated material off site
E532 | Material other than topsoil, rock, or artificial hard material. | m³ | 20 |  | 0
Double handling of excavated material
E542 | Material other than topsoil, rock or artificial hard material - Return fill and compact selected excavated material in foundations to 95% MDD | m³ | 40 |  | 0
Filling
Filling to Structures by methods specified and to depths as shown in the drawings
E615 | Imported granular material - 50mm sand blinding | m³ | 2.1 |  | 0
E647 | Hardcore filling; 200mm deep | m2 | 68 |  | 0
FILLING ANCILLARIES
Preparation of Filled Surfaces
E712.1 | hardcore materials | m2 | 68 |  | 0
Carried to Collection |  |  |  |  | 0
CLASS F: IN-SITU CONCRETE
Provision of Concrete
Ordinary Designed Mix Concrete
Grade 15
Designed mix, grade 15 concrete, to BS 5328, with ordinary portland cement to BS 12 , aggregate to BS882 , for the following aggregate sizes
F122 | 20mm aggregate | m³ | 5 |  | 0
Grade 20
Designed mix, grade 20 concrete, to BS 5328, with ordinary portland cement to BS 12 , aggregate to BS882 , for the following aggregate sizes
F132 | 20mm aggregate | m³ | 13 |  | 0
Grade 25
Designed mix, grade 25 concrete, to BS 5328, with ordinary portland cement to BS 12 , aggregate to BS882 , for the following aggregate sizes
F142 | 20mm aggregate | m³ | 13 |  | 0
Placing Mass Concrete
Blinding
Placing blinding concrete, for ground slab, grade 15, of the following thickness
F611 | Thickness not exceeding 150mm | m³ | 0.2 |  | 0
Strip foundation
Placing strip foundation concrete, grade 20
F622 | Nominal thickness 230mm | m³ | 1 |  | 0
Placing Reinforced Concrete
Bases, Footings and Ground Slabs
Placing reinforced concrete, grade 20, for ground slab of the following thickness
F723 | Thickness not exceeding 150mm | m³ | 9 |  | 0
Carried to Collection |  |  |  |  | 0
Ring Beams
Placing reinforced concrete, grade 25, for ring beam
F762 | 200 x 250mm beam | m³ | 4 | 0 | 0
CONCRETE ANCILLARIES
Formwork; Rough Finish
Plane horizontal
G112 | Width 0.1 to 0.2m | m2 | 5 |  | 0
Formwork-Fair Finish
Plane Vertical
G243 | Width 0.1m - 0.2m to edges of slab | m | 8 |  | 0
Plane Vertical
G243 | To ring beam 200mm x 200mm; Width 0.2m - 0.4m | m2 | 33 |  | 0
Reinforcement
Deformed High Yield Steel
Hot rolled high yield ribbed bars of yield strength of 460N/mm2 to BS 4449 or BS EN 10080 and BS EN 1993 and of the following sizes
G524 | All sizes | kg | 545 |  | 0
Steel Fabric
Steel fabric to BS4483
G522 | Nominal mass: 2 - 3 kg/m2 - A142 | m2 | 74 |  | 0
CLASS N: MISCELLANEOUS METAL WORK
Steel veranda supports: tubular section
N164 | 100mm diameter x 4mm thick Round hollow section: size 2700mm long including 250mm length bedded in concrete grade 20: top welded with 4mm thick mild steel plate to receive timber beam (m/s): bottom welded with fixing lugs: bottom 4mm base plate welded to the steel pipe: including Bolts and nuts, painted in accordance with engineers spcification. complete. | nr | Rate Only
Carried to Collection |  |  |  |  | 0
CLASS U; BRICKWORK, BLOCKWORK AND MASONRY
Dense Concrete Blockwork
Dense concrete blockwork to BS 7263, jointed with ordinary 1:3 cement mortar, hoop irons every three courses
U511 | 150mm thick solid block wall | m² | 31.7 |  | 0
U521.1 | 200mm thick solid block walling | m² | 163 |  | 0
CLASS V: PAINTING
High Gloss
Timber Surfaces
External quality high gloss oil paint, two coats, to the following timber surfaces; include surface preparation and undercoat
V321 | Upper surfaces of facia board inclined at an angle not exceeding 30 degrees to the horizontal | m² | Rate Only |  | 0
Emulsion Paint
Masonry
External quality emulsion paint (weather guard), two coats, to the following smooth masonry surfaces, include surface preparation and undercoat as specified
V553.1 | Surfaces of walls inclined at an angle exceeding 60 degrees to the horizontal | m² | 99 |  | 0
Internal quality emulsion paint, two coats, to plastered blockwork; include surface preparation and undercoat as specified
V553.2 | Surfaces of walls; inclined at an angle exceeding 60 degrees to the horizontal | m² | 212 |  | 0
Approved Floor Paint
Horizontal Surfaces of steel trowelled concrete floor; applied strictly in accordance with suppliers recommendations.
V639 | Surfaces of floors; horizontal - Office, store, Labourer's rest area and veranda | m² | Rate Only |  | 0
CLASS W: WATER PROOFING
Damp proof course of bitumen impregnated fabric to BS 6398 for the following wall thickness
W113 | Width 150-200mm wide | m | 46 |  | 0
Carried to Collection |  |  |  |  | 0
Protective Layers
Flexible polyethylene sheeting, gauge 1000, or similar approved, laid to the surface of blinding concrete or sand blinded hardcore fill
W421 | Surfaces inclined at an angle not exceeding 30 degrees to the horizontal | m² | 72 |  | 0
CLASS Z: SIMPLE BUILDING WORKS
WINDOWS DOORS & GLAZING
Timber Doors
Supply and install 45mm thick wrot hardwood timber doors as described to: 45 mm thick framed, ledged and battened size as shown below overall comprising 45 x 125 mm stile and top rail, 25 x 125 mm ledges, 20 x 100 mm battens with V joints, all glued and assembled, including painting general surfaces woodwork and all necessary iron mongery.
Z313.1 | Size 900mm x 2100mm high | nr | 4 |  | 0
Z313.2 | Size 800mm x 2100mm high | nr |  |  | 0
Metal Doors
Supply and install casement door fabricated from standard steel sections not less than 3mm thick and comprising 300mm high vent filled in with 4no 2mm thick x 75mm wide steel louvre blades, 2no 6mm thick clear glass and glazing panels complete with all iron mongery, steel burglar proof grilles, heavy duty stainless steel door lock to as union or equal approved and including painting to Engineer's satisfaction.
Z323.1 | Door size 1000mm x 2100mm high | nr | 1 |  | 0
Z323.2 | Door size 900mm x 2100mm high | nr | 1 |  | 0
Metal Windows
Supply and install steel casement window with frames and sashes in standard sections as described: timber including timber sub-frames; including glazing, complete with all ironmongery, burglar proof and including painting to Engineer's specification.
Z321.1 | Window Size 1200mm x 1500mm high, with 1200mm x 300mm vent on top; casement | nr | 5 |  | 0
Z321.2 | Window Size 1000mm x 1200mm high, with 1000mm x 250mm vent on top; casement | nr | Rate Only
Z321.3 | Window Size 600mm x 600mm high, with 600mm x 300mm vent on top; top hung | nr | 2 |  | 0
Carried to Collection |  |  |  |  | 0
CLASS Z: SIMPLE BUILDING WORKS (Cont'd)
WINDOWS DOORS & GLAZING (Cont'd)
Precast concrete
Window Cills
Supply and install 265 x 68mm weathered and throated window sill finished fair on exposed surfaces and bedded in cement mortar (1:4) including gloss oil painting applied in three coats
Z350 | Cross-sectional area not exceeding 0.1 m2 | m | 9 |  | 0
CLASS Z: SIMPLE BUILDING WORKS (Cont'd)
SURFACE FINISHINGS, LININGS AND PARTITIONS
In situ finishes, beds and backings
Floors
Sand and Cement Screed
Sand and cement screed of 1:4 cement sand mortar, applied to concrete floors, 50 mm thick, prepared and applied as specified, and finished with a steel float
W441 | Surfaces of floors inclined at an angle not exceeding 30 degrees to the horizontal | m² | 21 |  | 0
MISCELLANEOUS WORKS
X900.1 | Chimney stack as per Drawing. | Item | 1 |  | 0
X900.1 | 15m3 Septic tank to detail | Item | 1 |  | 0
Wall Finishes
Z413.1 | External: 20 mm thick plaster (1:5) in two coats to walls, trowelled hard and smooth | m² | 99 |  | 0
Z413.2 | Internal: 15 mm plaster in two coats, steel trowelled to hard and smooth finish to walls internally | m² | 212 |  | 0
Tiles
Z421.1 | 300x 300 x 8mm thick approved non-slip ceramic floor tiles on 42mm thick screed - toilets, pantry and Kitchen | m² | 60 |  | 0
Z421.2 | 8x100mm high skirting | m | 82 |  | 0
Z423 | 300x 150 x 8mm thick approved ceramic wall tiles on 25mm thick cement and sand mortar backing - 1.8m high. | m² | 37 |  | 0
Carried to Collection |  |  |  |  | 0
Ceiling Finishes
Soffits
Z414 | In situ finishes, beds and backings: plastered ceiling with applied finish to provide a smooth surface: complete with timber backing & expanded metal as required. | m² | 90 |  | 0
FIXTURES & FITTINGS
Pantry fittings
Factory manufactured pantry fittings
Z371.2 | Cupboard units and bench tops as specified; to make up units 6000mm & 950mm long - width 550mm | Item | 1 |  | 0
Roof
Z800 | Construct roofings, complete as in the drawings and as specified; with interlocking approved clay tiles, complete with chicken wire mesh, polythene sheet, purlins, rafters, wall plate, ridge tiles, barge boards, eaves boards with wood protection coat, and uPVC rain water guttering and drainage all to the Engineer's satisfaction | m2 | 100 |  | 0
Piped building services
Pipework
Supply and install complete cold water distribution system for the building from the main water supply line to laboratories, ladies & gents washrooms as shown in Drawings, in PE or PPR plastic pipes, including all bends, elbows, tees, tapers, ball valves and accessories
Z511-1 | House cold water distribution system | Item | 1 |  | 0
| Supply and install complete internal sewage collection system to laboratories, pantry, ladies & gents washrooms and as shown in Drawings, in PVC DN 40 mm to DN 110 mm pipes with flexible rubber joints, including all bends, elbows, tees, tapers and accessories |  |  |  | 0
Z511-3 | Building internal sewage drainage system | Item | 1 |  | 0
Z702 | Wash hand basin in Vitreous China approximately 560 x 405mm with one tap hole and chain-stay hole, complete with Amazon mixer pillar tap, Chrome plated chain waste, plastic bottle trap, pedestal and all accessories as TWYFORDS CLASSIC 560 or equal approve | nr | 1 |  | 0
Z703 | Stainless steel sink: Single bowl as "ASL" or equal approved (2000 x 500mm): 615/041 40mm chain waste: Bricon 365/50 tap: 40mm S.P. bottle trap: 75mm seal: including fixing with necessary screws and brackets. | nr | 0 |  | 0
| Stainless steel kitchen sink: single bowl/ single drainer | nr | 1 |  | 0
0
Carried to Collection |  |  |  |  | 0
Concrete Splash Apron
Z703 | Concrete Grade 25/20 100mm thick laid on 150mm thick blinded hardcore sub-base; include for wood float surface finish to falls; formwork to external edge and movement/ construction joints as required. | m2 | 36 |  | 0
RAINWATER DISPOSAL
Z5.04 | 160mm uPVC rainwater gutters; fixed to eaves beam with and including brackets, outlets and ends. | m | 43 |  | 0
Z505 | 110mm diameter uPVC pipes; including hopperheads, bends and outlet shoes; to convey rainwater to the water tank | m | 24 |  | 0
Z505 | 5000 litre plastic water tank with all the necesssary valves and outflow pipes including masonry base | nr | 1 |  | 0
Electrical Installations
ME01 | 400W 24V solar generator system comprising 3No. 100W solar panels as DAYLIFF Cat. No. TPS100, 20A charge controller, 3x 220Ah 12V solar battery and 400W inverter complete with protection and indicating facilities and all accessories. | System | 1 |  | 0
ME02 | 100A 6way SPN MCB consumer unit complete with integral isolator and 2No. 32A and 4No 6A MCBs | No. | 1 |  | 0
ME03 | Wire socket outlets in 3x2.5mm2 PVC insulated copper cables in concealed PVC conduit | No. | 8 |  | 0
ME04 | Wire lighting points through 6A switches in 3x1.5mm2 PVC insulated copper cables in concealed PVC conduit | No | 13
Fittings
ME05 | Pendant lighting fitting comprising ceiling rose 300mm 3x1.mm2 flexible copper cable, lamp holder and 6W LED lamp | No | 8 |  | 0
ME06 | 6W LED wall mounted bulkhead lighting fitting - security lighting | No. | 4 |  | 0
ME07 | 13A 2gang switched socket outlet | No | 8 |  | 0
ME08 | Earth the Supretendant's House to the requirements of BS 7671 | Item | 1 |  | 0
ME09 | Lightning protection for the block in 1No air terminal 40metres 3x25mm copper tape including clips, 2No inspection claps and 16mm diameter 1.5m long copper rod buried in 300mmx300 mmx1.5mdeep earth | Item | 1 |  | 0
ME10 | Allow for testing the electrical installations at the block | Item | 1 |  | 0
Carried to Collection |  |  |  |  | 0
COLLECTION
| Collection, Page 1 of 9 |  |  |  | 0
| Collection, Page 2 of 9 |  |  |  | 0
| Collection, Page 3 of 9 |  |  |  | 0
| Collection, Page 4 of 9 |  |  |  | 0
| Collection, Page 5 of 9 |  |  |  | 0
| Collection, Page 6 of 9 |  |  |  | 0
| Collection, Page 7 of 9 |  |  |  | 0
| Collection, Page 8 of 9 |  |  |  | 0
Carried to Grand Summary |  |  |  |  | 0

## B 5.13 - Attendant's Hse
MINISTRY OF WATER AND ENVIRONMENT
LOT 3 CONSTRUCTION OF ENYAU (INTAKE, WATER TREATMENT PLANT, OTUMBARI, NDAAPI AND MVEPI3) WATER SUPPLY & SANITATION SYSTEM
CONTRACT No. MWE/ WRKS/ …......
BILL No. 5.13: ATTENDANT'S HOUSE
ITEM NO. | DESCRIPTION | UNIT | QUANTITY | RATE (Ushs) | AMOUNT(Ushs)
PREAMBLE
The works measured in this bill are covered under the Particular Specifications. The relevant drawings are ENY-WTP-015 (including references made there-in to other drawings)
CLASS E: EARTHWORKS
Excavation for foundations
E323 | Depth 0 - 1m | m³ | 76 |  | 0
E324 | Depth 1 - 2m | m³ | 12 |  | 0
Disposal of Excavated Material
Disposal of excavated material off site
E532 | Material other than topsoil, rock, or artificial hard material. | m³ | 40 |  | 0
Double handling of excavated material
E542 | Material other than topsoil, rock or artificial hard material - Return fill and compact selected excavated material in foundations to 95% MDD | m³ | 40 |  | 0
Filling
Filling to Structures by methods specified and to depths as shown in the drawings
E615 | Imported granular material - 50mm sand blinding | m³ | 6.5 |  | 0
E647 | Hardcore filling; 200mm deep | m2 | 84 |  | 0
FILLING ANCILLARIES
Preparation of Filled Surfaces
E712.1 | hardcore materials | m2 | 84 |  | 0
CLASS F: IN-SITU CONCRETE
Provision of Concrete
Ordinary Designed Mix Concrete
Grade 15
Designed mix, grade 15/20 concrete, to BS 5328, with ordinary portland cement to BS 12 , aggregate to BS882 , for the following aggregate sizes
F132.1 | 20mm aggregate | m³ | 18.5 |  | 0
Carried to Collection |  |  |  |  | 0
Grade 20
Designed mix, grade 20 concrete, to BS 5328, with ordinary portland cement to BS 12 , aggregate to BS882 , for the following aggregate sizes
F132.2 | 20mm aggregate | m³ |  |  | 0
Grade 25
Designed mix, grade 25/20 concrete, to BS 5328, with ordinary portland cement to BS 12 , aggregate to BS882 , for the following aggregate sizes
F142 | 20mm aggregate | m³ | 18 |  | 0
Placing Mass Concrete
Blinding
Placing blinding concrete, for ground slab, grade 15, of the following thickness
F611 | Thickness not exceeding 150mm | m³ | 3 |  | 0
Strip foundation
Placing strip foundation concrete, grade 20
F622 | Nominal thickness 200mm | m³ | 16 |  | 0
Placing Reinforced Concrete
Bases, Footings and Ground Slabs
Placing concrete, grade 20, for ground slab of the following thickness
F723 | Thickness not exceeding 150mm | m³ | 12.7 |  | 0
Ring Beams & Columns
Placing reinforced concrete, grade 25, for ring beam
F762 | 200 x 250mm beam | m³ | 4 |  | 0
F752 | 200 x 200mm x 2400m column | m³ | 1 |  | 0
CONCRETE ANCILLARIES
Formwork; Rough Finish
Plane horizontal
G112 | Width 0.1 to 0.2m | m2 | 28 |  | 0
Carried to Collection |  |  |  |  | 0
Formwork-Fair Finish
Plane Vertical
G143 | Width 0.1m - 0.2m to edges of slab | m | 10.64 |  | 0
Plane Vertical
G143 | To ring beam 200mm x 200mm; Width 0.2m - 0.4m | m2 | 38.44 |  | 0
Reinforcement
Deformed High Yield Steel
Hot rolled high yield ribbed bars of yield strength of 460N/mm2 to BS 4449 or BS EN 10080 and BS EN 1993 and of the following sizes
G524 | All sizes | kg | 550 |  | 0
Steel Fabric
Steel fabric to BS4483
G522 | Nominal mass: 2 - 3 kg/m2 - A142 | m2 | 100 |  | 0
CLASS N: MISCELLANEOUS METAL WORK
Steel veranda supports: tubular section
N164 | 100mm diameter x 4mm thick Round hollow section: size 2700mm long including 250mm length bedded in concrete grade 20: top welded with 4mm thick mild steel plate to receive timber beam (m/s): bottom welded with fixing lugs: bottom 4mm base plate welded to the steel pipe: including Bolts and nuts, painted in accordance with engineers spcification. complete. | nr | Rate Only |  | 0
CLASS U; BRICKWORK, BLOCKWORK AND MASONRY
Dense Concrete Blockwork
Dense concrete blockwork to BS 7263, jointed with ordinary 1:3 cement mortar, hoop irons every three courses
U511 | 150mm thick solid block wall | m² | 42 |  | 0
U521 | 200mm thick solid block walling | m² | 294.6 |  | 0
Carried to Collection |  |  |  |  | 0
CLASS V: PAINTING
High Gloss
Timber Surfaces
External quality high gloss oil paint, two coats, to the following timber surfaces; include surface preparation and undercoat
V321 | Upper surfaces of facia board inclined at an angle not exceeding 30 degrees to the horizontal | m² | Rate Only |  | 0
Emulsion Paint
Masonry
External quality emulsion paint (weather guard), two coats, to the following smooth masonry surfaces, include surface preparation and undercoat as specified
V553.1 | Surfaces of walls inclined at an angle exceeding 60 degrees to the horizontal | m² | 176 |  | 0
Internal quality emulsion paint, two coats, to plastered blockwork; include surface preparation and undercoat as specified
V553.2 | Surfaces of walls; inclined at an angle exceeding 60 degrees to the horizontal | m² | 300 |  | 0
V531 | Upper surfaces inclined at an angle not exceeding 30 degrees to the horizontal | m² | 96 |  | 0
Approved Floor Paint
Horizontal Surfaces of steel trowelled concrete floor; applied strictly in accordance with suppliers recommendations.
V639 | Surfaces of floors; horizontal - veranda | m² | Rate Only |  | 0
CLASS W: WATER PROOFING
Damp proof course of bitumen impregnated fabric to BS 6398 for the following wall thickness
W113 | Width 150-200mm wide | m | 96.1 |  | 0
Protective Layers
Flexible polyethylene sheeting, gauge 1000, or similar approved, laid to the surface of blinding concrete or sand blinded hardcore fill
W421 | Surfaces inclined at an angle not exceeding 30 degrees to the horizontal | m² | 77 |  | 0
Carried to Collection |  |  |  |  | 0
CLASS Z: SIMPLE BUILDING WORKS
WINDOWS DOORS & GLAZING
Timber Doors
Supply and install 45mm thick wrot hardwood timber doors as described to: 45 mm thick framed, ledged and battened size as shown below overall comprising 45 x 125 mm stile and top rail, 25 x 125 mm ledges, 20 x 100 mm battens with V joints, all glued and assembled, including painting general surfaces woodwork and all necessary iron mongery.
Z313.1 | Size 900mm x 2100mm high, with 900 mm x 300mm vent on top | nr | 4 |  | 0
Z313.2 | Size 800mm x 2100mm high, with 900 mm x 300mm vent on top | nr | 2 |  | 0
Metal Doors
Supply and install casement door fabricated from standard steel sections not less than 3mm thick and comprising 300mm high vent filled in with 4no 2mm thick x 75mm wide steel louvre blades, 2no 6mm thick clear glass and glazing panels complete with all iron mongery, steel burglar proof grilles, heavy duty stainless steel door lock to as union or equal approved and including painting to Engineer's satisfaction.
Z323.1 | Door size 1000mm x 2100mm high, with 900 mm x 300mm vent on top | nr | 2 |  | 0
Z323.2 | Door size 900mm x 2100mm high, with 900 mm x 300mm vent on top | nr | 2 |  | 0
Metal Windows
Supply and install steel casement window with frames and sashes in standard sections as described: timber including timber sub-frames; including glazing, complete with all ironmongery, burglar proof and including painting to Engineer's specification.
Z321.1 | Window Size 1500mm x 1500mm high, with 1500mm x 300mm vent on top; casement | nr | 6 |  | 0
Z321.2 | Window Size 1000mm x 1200mm high, with 1000mm x 250mm vent on top; casement | nr | Rate Only |  | 0
Z321.3 | Window Size 600mm x 600mm high, with 600mm x 300mm vent on top; top hung | nr | 4 |  | 0
Carried to Collection |  |  |  |  | 0
CLASS Z: SIMPLE BUILDING WORKS (Cont'd)
WINDOWS DOORS & GLAZING (Cont'd)
Precast concrete
Window sills
Supply and install 265 x 68mm weathered and throated window sill finished fair on exposed surfaces and bedded in cement mortar (1:4) including gloss oil painting applied in three coats
Z350 | Cross-sectional area not exceeding 0.1 m2 | m | 12 |  | 0
CLASS Z: SIMPLE BUILDING WORKS (Cont'd)
SURFACE FINISHINGS, LININGS AND PARTITIONS
In situ finishes, beds and backings
Floors
Sand and Cement Screed
Sand and cement screed of 1:4 cement sand mortar, applied to concrete floors, 50 mm thick, prepared and applied as specified, and finished with a steel float
W441 | Surfaces of floors inclined at an angle not exceeding 30 degrees to the horizontal | m² | 22 |  | 0
MISCELLANEOUS WORKS
X900.1 | Chimney stack as per Drawing. | Item | Rate Only |  | 0
Wall Finishes
Z413.1 | External: 20 mm thick plaster (1:5) in two coats to walls, trowelled hard and smooth | m² | 176 |  | 0
Z413.2 | Internal: 15 mm plaster in two coats, steel trowelled to hard and smooth finish to walls internally | m² | 300 |  | 0
Tiles
Z421.1 | 300x 300 x 8mm thick approved non-slip ceramic floor tiles on 42mm thick screed | m² | 67 |  | 0
Z421.2 | 8x100mm high skirting | m | 97 |  | 0
Z423 | 300x 150 x 8mm thick approved ceramic wall tiles on 25mm thick cement and sand mortar backing - 1.8m high. | m² | 18 |  | 0
Carried to Collection |  |  |  |  | 0
Ceiling Finishes
Soffits
Z414 | In situ finishes, beds and backings: plastered ceiling with applied finish to provide a smooth surface: complete with timber backing & expanded metal as required. | m² | 96 |  | 0
FIXTURES & FITTINGS
Pantry fittings
Factory manufactured pantry fittings
Z371.2 | Cupboard units and bench tops as specified; to make up units 6000mm & 950mm long - width 550mm | Item | 1 |  | 0
Roof
Z800 | Construct roofings, complete as in the drawings and as specified; with interlocking approved clay tiles, complete with chicken wire mesh, polythene sheet, purlins, rafters, wall plate, ridge tiles, barge boards, eaves boards with wood protection coat, all to the Engineer's satisfaction | m2 | 127 |  | 0
Piped building services
Pipework
Supply and install complete cold water distribution system for the building from the main water supply line to laboratories, ladies & gents washrooms as shown in Drawings, in PE or PPR plastic pipes, including all bends, elbows, tees, tapers, ball valves and accessories
Z511-1 | Attendant's House cold water distribution system | Item | 1 |  | 0
| Supply and install complete internal sewage collection system to laboratories, pantry, ladies & gents washrooms and as shown in Drawings, in PVC DN 40 mm to DN 110 mm pipes with flexible rubber joints, including all bends, elbows, tees, tapers and accessories |  |  |  | 0
Z511-3 | Attendant's house internal sewage drainage system | Item | 1 |  | 0
Sanitary appliances and fittings
Z701 | Supply and Install Vitreous China WC as Twyford Classic bowl with P outlet 9 litre cistern with valve fittings and seat and cover, complete with valve cistern fittings, including outlet and inlet valves, internal overflow, connecting fitments from cistern to bowl and all accessories. | nr | 2 |  | 0
Z702 | Wash hand basin in Vitreous China approximately 560 x 405mm with one tap hole and chain-stay hole, complete with Amazon mixer pillar tap, Chrome plated chain waste, plastic bottle trap, pedestal and all accessories as TWYFORDS CLASSIC 560 or equal approve | nr | 2 |  | 0
Z703 | Stainless steel sink: Single bowl as "ASL" or equal approved (2000 x 500mm): 615/041 40mm chain waste: Bricon 365/50 tap: 40mm S.P. bottle trap: 75mm seal: including fixing with necessary screws and brackets. | nr | 0 |  | 0
Carried to Collection |  |  |  |  | 0
Sanitary appliances and fittings (Cont,d)
| Stainless steel kitchen sink: single bowl/ single drainer | nr | 2 |  | 0
Concrete Splash Apron
Z703 | Concrete Grade 25/20 100mm thick laid on 150mm thick blinded hardcore sub-base; include for wood float surface finish to falls; formwork to external edge and movement/ construction joints as required. | m2 | 32 |  | 0
RAINWATER DISPOSAL
Z5.04 | 110mm uPVC rainwater gutters; fixed to eaves beam with and including brackets, outlets and ends. | m | 53 |  | 0
Z505 | 110mm diameter uPVC pipes; including hopperheads, bends and outlet shoes; to convey rainwater to the water tank | m | 32 |  | 0
Z505 | 5000 litre plastic water tank with all the necesssary valves and outflow pipes including masonry base | nr | 1 |  | 0
Electrical Installations
ME01 | 160W solar generator system comprising 2x100W 12V solar panels as DAYLIFF Cat. No. TPS100, 15A charge controller, 2x 200AH 12V solar battery and 160W inverter complete with protection and indicating facilities and all accessories. | System | 1 |  | 0
ME02 | 100A 6way SPN MCB consumer unit complete with integral isolator and 2No. 32A and 4No6A MCBs | No. | 1 |  | 0
ME03 | Wire socket outlets in 3x2.5mm2 PVC insulated copper cables in concealed PVC conduit | No. | 8 |  | 0
ME04 | Wire lighting points through 6A switches in 3x1.5mm2 PVC insulated copper cables in concealed PVC conduit | No | 13
Fittings
ME05 | Pendant lighting fitting comprising ceiling rose 300mm 3x1.mm2 flexible copper cable, lamp holder and 6W LED lamp | No | 8 |  | 0
ME06 | 6W LED wall mounted bulkhead lighting fitting - security lighting | No. | 4 |  | 0
ME07 | 13A 2gang switched socket outlet | No | 8 |  | 0
ME08 | Earth the Attendant's House to the requirements of BS 7671 | Item | 1 |  | 0
ME09 | Lightning protection for the block in 1No air terminal 40metres 3x25mm copper tape including clips, 2No inspection claps and 16mm diameter 1.5m long copper rod buried in 300mmx300 mmx1.5mdeep earth | Item | 1 |  | 0
ME10 | Allow for testing the electrical installations at the block | Item | 1 |  | 0
Carried to Collection |  |  |  |  | 0
COLLECTION
| Collection, Page 1 of 9 |  |  |  | 0
| Collection, Page 2 of 9 |  |  |  | 0
| Collection, Page 3 of 9 |  |  |  | 0
| Collection, Page 4 of 9 |  |  |  | 0
| Collection, Page 5 of 9 |  |  |  | 0
| Collection, Page 6 of 9 |  |  |  | 0
| Collection, Page 7 of 9 |  |  |  | 0
| Collection, Page 8 of 9 |  |  |  | 0
Carried to Grand Summary |  |  |  |  | 0

## B 5.14 - Guard Hse
MINISTRY OF WATER AND ENVIRONMENT
LOT 3 CONSTRUCTION OF ENYAU (INTAKE, WATER TREATMENT PLANT, OTUMBARI, NDAAPI AND MVEPI3) WATER SUPPLY & SANITATION SYSTEM
CONTRACT No. MWE/ WRKS/ …......
BILL No. 5.14: GUARD HOUSE
ITEM NO. | DESCRIPTION | UNIT | QUANTITY | RATE (Ushs) | AMOUNT(Ushs)
PREAMBLE
The works measured in this bill are covered under the Particular Specifications. The relevant drawings are ENY-WTP-016 (including references made there-in to other drawings)
CLASS E: EARTHWORKS
Excavation for foundations
E323 | Depth 0 - 1m | m³ | 5.5 |  | 0
E324 | Depth 1 - 2m | m³ | 1 |  | 0
Disposal of Excavated Material
Disposal of excavated material off site
E532 | Material other than topsoil, rock, or artificial hard material. | m³ | 4 |  | 0
Double handling of excavated material
E542 | Material other than topsoil, rock or artificial hard material - Return fill and compact selected excavated material in foundations to 95% MDD | m³ | 3 |  | 0
Filling
Filling to Structures by methods specified and to depths as shown in the drawings
E615 | Imported granular material - 50mm sand blinding | m³ | 1 |  | 0
E647 | Hardcore filling; 200mm deep | m2 | 5.76 |  | 0
FILLING ANCILLARIES
Preparation of Filled Surfaces
E712.1 | hardcore materials | m2 | 6 |  | 0
CLASS F: IN-SITU CONCRETE
Provision of Concrete
Ordinary Designed Mix Concrete
Grade 15
Designed mix, grade 15 concrete, to BS 5328, with ordinary portland cement to BS 12 , aggregate to BS882 , for the following aggregate sizes
F122 | 20mm aggregate | m³ | 1 |  | 0
Carried to Collection |  |  |  |  | 0
Grade 20
Designed mix, grade 20 concrete, to BS 5328, with ordinary portland cement to BS 12 , aggregate to BS882 , for the following aggregate sizes
F132 | 20mm aggregate | m³ | 3 |  | 0
Grade 25
Designed mix, grade 25 concrete, to BS 5328, with ordinary portland cement to BS 12 , aggregate to BS882 , for the following aggregate sizes
F142 | 20mm aggregate | m³ | 1.5 |  | 0
Placing Mass Concrete
Blinding
Placing blinding concrete, for ground slab, grade 15, of the following thickness
F611 | Thickness not exceeding 150mm | m³ | 1 |  | 0
Strip foundation
Placing strip foundation concrete, grade 20
F622 | Nominal thickness 200mm | m³ | 3 |  | 0
Placing Reinforced Concrete
Bases, Footings and Ground Slabs
Placing concrete, grade 25, for ground slab of the following thickness
F723 | Thickness not exceeding 150mm | m³ | 0.5 |  | 0
Ring Beams & Columns
Placing reinforced concrete, grade 25, for ring beam
F762 | 200 x 250mm beam | m³ | 0.4 |  | 0
F752 | 200 x 200mm x 2400m high column | m³ | 0 |  | 0
CONCRETE ANCILLARIES
Formwork; Rough Finish
Plane horizontal
G112 | Width 0.1 to 0.2m | m2 | 2 |  | 0
Formwork-Fair Finish
Plane Vertical
G143 | Width 0.1m - 0.2m to edges of slab | m | 1 |  | 0
Carried to Collection |  |  |  |  | 0
Plane Vertical
G143 | To ring beam 200mm x 200mm; Width 0.2m - 0.4m | m2 | 4 |  | 0
Reinforcement
Deformed High Yield Steel
Hot rolled high yield ribbed bars of yield strength of 460N/mm2 to BS 4449 or BS EN 10080 and BS EN 1993 and of the following sizes
G524 | All sizes | kg | 49 |  | 0
Steel Fabric
Steel fabric to BS4483
G522 | Nominal mass: 2 - 3 kg/m2 - A142 | m2 | 5.76 |  | 0
CLASS N: MISCELLANEOUS METAL WORK
Steel veranda supports: tubular section
N164 | 100mm diameter x 4mm thick Round hollow section: size 2700mm long including 250mm length bedded in concrete grade 20: top welded with 4mm thick mild steel plate to receive timber beam (m/s): bottom welded with fixing lugs: bottom 4mm base plate welded to the steel pipe: including Bolts and nuts, painted in accordance with engineers spcification. complete. | nr | Rate Only |  | 0
CLASS U; BRICKWORK, BLOCKWORK AND MASONRY
Dense Concrete Blockwork
Dense concrete blockwork to BS 7263, jointed with ordinary 1:3 cement mortar, hoop irons every three courses
U111 | 150mm thick solid block wall | m² | 7 |  | 0
U121.1 | 200mm thick solid block walling | m² | 30 |  | 0
CLASS V: PAINTING
High Gloss
Timber Surfaces
External quality high gloss oil paint, two coats, to the following timber surfaces; include surface preparation and undercoat
V321 | Upper surfaces of facia board inclined at an angle not exceeding 30 degrees to the horizontal | m² | Rate Only
Carried to Collection |  |  |  |  | 0
Emulsion Paint
Masonry
External quality emulsion paint (weather guard), two coats, to the following smooth masonry surfaces, include surface preparation and undercoat as specified
V553.1 | Surfaces of walls inclined at an angle exceeding 60 degrees to the horizontal | m² | 22 |  | 0
Internal quality emulsion paint, two coats, to plastered blockwork; include surface preparation and undercoat as specified
V553.2 | Surfaces of walls; inclined at an angle exceeding 60 degrees to the horizontal | m² | 22 |  | 0
V531 | Upper surfaces inclined at an angle not exceeding 30 degrees to the horizontal | m² | 12 |  | 0
Approved Floor Paint
Horizontal Surfaces of steel trowelled concrete floor; applied strictly in accordance with suppliers recommendations.
V639 | Surfaces of floors; horizontal - veranda | m² | Rate Only |  | 0
CLASS W: WATER PROOFING
Damp proof course of bitumen impregnated fabric to BS 6398 for the following wall thickness
U113 | Width 150-200mm wide | m | 8.8 |  | 0
Protective Layers
Flexible polyethylene sheeting, gauge 1000, or similar approved, laid to the surface of blinding concrete or sand blinded hardcore fill
W421 | Surfaces inclined at an angle not exceeding 30 degrees to the horizontal | m² | 6 |  | 0
CLASS Z: SIMPLE BUILDING WORKS
WINDOWS DOORS & GLAZING
Timber Doors
Supply and install 45mm thick wrot hardwood timber doors as described to: 45 mm thick framed, ledged and battened size as shown below overall comprising 45 x 125 mm stile and top rail, 25 x 125 mm ledges, 20 x 100 mm battens with V joints, all glued and assembled, including painting general surfaces woodwork and all necessary iron mongery.
Z313.1 | Size 900mm x 2100mm high, with 900 mm x 300mm vent on top | nr | Rate Only
Z313.2 | Size 800mm x 2100mm high, with 900 mm x 300mm vent on top | nr | Rate Only
Carried to Collection |  |  |  |  | 0
Metal Doors
Supply and install casement door fabricated from standard steel sections not less than 3mm thick and comprising 300mm high vent filled in with 4no 2mm thick x 75mm wide steel louvre blades, 2no 6mm thick clear glass and glazing panels complete with all iron mongery, steel burglar proof grilles, heavy duty stainless steel door lock to as union or equal approved and including painting to Engineer's satisfaction.
Z323.1 | Door size 1000mm x 2100mm high, with 900 mm x 300mm vent on top | nr | Rate Only
Z323.2 | Door size 900mm x 2100mm high, with 900 mm x 300mm vent on top | nr | 1 |  | 0
Metal Windows
Supply and install steel casement window with frames and sashes in standard sections as described: timber including timber sub-frames; including glazing, complete with all ironmongery, burglar proof and including painting to Engineer's specification.
Z321.1 | Window Size 1500mm x 1500mm high, with 1500mm x 300mm vent on top; casement | nr | Rate Only
Z321.2 | Window Size 1000mm x 1200mm high, with 1000mm x 300mm vent on top; casement and buglar proofing | nr | 1 |  | 0
Z321.3 | Window Size 600mm x 600mm high, with 600mm x 300mm vent on top; top hung | nr | Rate Only |  | 0
CLASS Z: SIMPLE BUILDING WORKS (Cont'd)
WINDOWS DOORS & GLAZING (Cont'd)
Precast concrete
Window sills
Supply and install 265 x 68mm weathered and throated window sill finished fair on exposed surfaces and bedded in cement mortar (1:4) including gloss oil painting applied in three coats
Z350 | Cross-sectional area not exceeding 0.1 m2 | m | 1.6 |  | 0
CLASS Z: SIMPLE BUILDING WORKS (Cont'd)
SURFACE FINISHINGS, LININGS AND PARTITIONS
In situ finishes, beds and backings
Floors
Sand and Cement Screed
Sand and cement screed of 1:4 cement sand mortar, applied to concrete floors, 50 mm thick, prepared and applied as specified, and finished with a steel float
W441 | Surfaces of floors inclined at an angle not exceeding 30 degrees to the horizontal | m² | 11.56 |  | 0
Carried to Collection |  |  |  |  | 0
MISCELLANEOUS WORKS
X900.1 | Chimney stack as per Drawing. | Item | Rate Only |  | 0
Wall Finishes
Z413.1 | External: 20 mm thick plaster (1:5) in two coats to walls, trowelled hard and smooth | m² | 22 |  | 0
Z413.2 | Internal: 15 mm plaster in two coats, steel trowelled to hard and smooth finish to walls internally | m² | 22 |  | 0
Tiles
Z421.1 | 300x 300 x 8mm thick approved non-slip ceramic floor tiles on 42mm thick screed | m² | Rate Only
Z421.2 | 8x100mm high skirting | m | 9.6 |  | 0
Z423 | 300x 150 x 8mm thick approved ceramic wall tiles on 25mm thick cement and sand mortar backing - 1.8m high. | m² | Rate Only
Ceiling Finishes
Soffits
Z414 | In situ finishes, beds and backings: plastered ceiling with applied finish to provide a smooth surface: complete with timber backing & expanded metal as required. | m² | 12 |  | 0
FIXTURES & FITTINGS
Pantry fittings
Factory manufactured pantry fittings
Z371.2 | Cupboard units and bench tops as specified; to make up units 6000mm & 950mm long - width 550mm | Item | Rate Only
Roof
Z800 | Construct roofings, complete as in the drawings and as specified; with interlocking approved clay tiles, complete with chicken wire mesh, polythene sheet, purlins, rafters, wall plate, ridge tiles, barge boards, eaves boards with wood protection coat, and uPVC rain water guttering and drainage all to the Engineer's satisfaction | m2 | 12 |  | 0
Concrete Splash Apron
Z703 | Concrete Grade 25/20 100mm thick laid on 150mm thick blinded hardcore sub-base; include for wood float surface finish to falls; formwork to external edge and movement/ construction joints as required. | m2 | 12 |  | 0
Carried to Collection |  |  |  |  | 0
Electrical Installations
ME01 | 100W 12V solar generator system comprising 1No. solar panels as DAYLIFF Cat. No. TPS 100, 10A charge controller, 1No 100Ah 12V solar battery and 125W inverter complete with protection and indicating facilities and all accessories. | System | 1 |  | 0
ME02 | 100A 6way SPN MCB consumer unit complete with integral isolator and 2No. 32A and 4No6A MCBs | No. | 1 |  | 0
ME03 | Wire socket outlets in 3x2.5mm2 PVC insulated copper cables in concealed PVC conduit | No. | 2 |  | 0
ME04 | Wire lighting points through 6A switches in 3x1.5mm2 PVC insulated copper cables in concealed PVC conduit | No | 5 |  | 0
Fittings
ME05 | Pendant lighting fitting comprising ceiling rose 300mm 3x1.mm2 flexible copper cable, lamp holder and 6W LED lamp | No | 2 |  | 0
ME06 | 6W LED wall mounted bulkhead lighting fitting - security lighting | No. | 4 |  | 0
ME07 | 13A 2gang switched socket outlet | No | 2 |  | 0
ME08 | Earth the Guard House to the requirements of BS 7671 | Item | 1 |  | 0
ME09 | Lightning protection for the block in 1No air terminal 40metres 3x25mm copper tape including clips, 2No inspection claps and 16mm diameter 1.5m long copper rod buried in 300mmx300 mmx1.5mdeep earth | Item | 1 |  | 0
ME10 | Allow for testing the electrical installations at the block | Item | 1 |  | 0
Carried to Collection |  |  |  |  | 0
COLLECTION
| Collection, Page 1 of 8 |  |  |  | 0
| Collection, Page 2 of 8 |  |  |  | 0
| Collection, Page 3 of 8 |  |  |  | 0
| Collection, Page 4 of 8 |  |  |  | 0
| Collection, Page 5 of 8 |  |  |  | 0
| Collection, Page 6 of 8 |  |  |  | 0
| Collection, Page 7 of 8 |  |  |  | 0
Carried to Grand Summary |  |  |  |  | 0

## B 5.15 - Chemical House
MINISTRY OF WATER AND ENVIRONMENT
LOT 3 CONSTRUCTION OF ENYAU (INTAKE, WATER TREATMENT PLANT, OTUMBARI, NDAAPI AND MVEPI3) WATER SUPPLY & SANITATION SYSTEM
CONTRACT No. MWE/ WRKS/ …......
BILL No. 5.15: DESCRIPTION: Chemicals Store
ITEM NO. | DESCRIPTION | UNIT | QUANTITY | RATE(Ushs) | AMOUNT(Ushs)
Preamble:
The relevant drawing is ENY-WTP-017 including references made there- in to other drawings
EARTHWORKS
Excavation in material other than topsoil, rock or artificial hard material, commencing surface is the stripped ground level
E324 | Depth 0.5-1m | m³ | 8.5 |  | 0
Excavation in rock material, commencing surface is the stripped ground level
E332 | Depth 0.25-0.5m | m³ | 8 |  | 0
Disposal of Excavated Material
Disposal of excavated material to sites as specified and as directed by the Engineer
E535 | Disposal as specified and approved by the Project Manager | m³ | 4.95 |  | 0
Filling
E613 | Filling to structures in non selected excavated material other than top soil or rock | m³ | 8.25 |  | 0
E615 | Filling to structures in imported natural material other than top soil or rock | m³ | 3.3 |  | 0
E617 | 300mm thick bed of approved imported hardcore well spread, leveled, rammed to consolidation on stabilized and compacted ground to Engineer’s satisfaction | m³ | 6 |  | 0
E724 | Sand blinding on top of hard core fill | m2 | 20 |  | 0
IN-SITU CONCRETE
Provision of Concrete
Designed Mix Concrete
Grade C15
Designed mix, grade C15 concrete, to BS 5328, with ordinary portland cement to BS 12, aggregate to BS 882, for the following aggregate sizes
F233 | 20mm aggregate | m3 | 1 |  | 0
Carried to Collection |  |  |  |  | 0
Grade C20
Designed mix, grade C20 concrete, to BS 5328, with ordinary portland cement to BS 12, aggregate to BS 882, for the following aggregate sizes
F243 | 20mm aggregate | m3 | 2.7 |  | 0
Grade C25
Designed mix, grade C25 concrete, to BS 5328, with ordinary portland cement to BS 12, aggregate to BS 882, for the following aggregate sizes
F253 | 20mm aggregate | m3 | 1.2 |  | 0
Placing Reinforced Concrete
Placing reinforced concrete, grade C20 for ground slabs of the following thickness
F622 | 100-150mm | m3 | 2.7 |  | 0
Placing reinforced concrete, grade C25 for beam of the following thickness
F632 | 150-300mm | m3 | 1.3 |  | 0
CONCRETE ANCILLARIES
Formwork-Fair Finish
Plane Vertical
G143 | Width 0.1m - 0.2m to edges of slab | m | 25 |  | 0
Plane Vertical
G143 | To ring beam 230mm x 230mm; Width 0.2m - 0.4m | m2 | 16 |  | 0
Reinforcement
Hot rolled high yield ribbed bars of yield strength of 460N/mm2 to BS 4449 or BS EN 10080 and BS EN 1993 and of the following sizes
G524 | Nominal size, 6mm-12mm | t | 0.2 |  | 0
G567 | Steel fabric reinforcement to BS4483 , fabric A252 | m2 | 25.8 |  | 0
Concrete Accessories
G811 | Finishing of top surfaces with wood float | m2 | 20 |  | 0
Carried to Collection |  |  |  |  | 0
BRICKWORK, BLOCKWORK AND MASONRY
U511 | 150mm thick walls in approved solid blocks bonded in 1:5 cement sand mortar | m2 | 20 |  | 0
U512 | 230mm thick walls in approved solid blocks bonded in 1:5 cement sand mortar | m2 | 69.2 |  | 0
PAINTING
High Gloss Oil Paint
V323 | External quality high gloss oil paint, two coats, to facia board include surface preparation and undercoat | m² | 30 |  | 0
Emulsion Paint
V567.1 | Internal quality vinyl silk emulsion paint , under coat & two overcoats, to interior block work wall surfaces to the Engineer's satisfaction, include surface preparation as specified | m² | 78 |  | 0
V567.2 | Exterior quality weather guard paint , under coat & two overcoats, to rendered block work wall surfaces to the Engineer's satisfaction, include surface preparation as specified | m² | 69.2 |  | 0
WATER PROOFING
Damp Proof
Damp proof course of bitumen impregnated fabric to BS 6398 for the following wall thicknesses
W116 | 230mm | m | 24 |  | 0
Rendering
W153.1 | 1:4 cement sand screed plaster to external walls 25mm thick and finished with wooden float and rough cast to the Engineer's satisfaction | m² | 69.2 |  | 0
W153.2 | 1:4 cement sand screed plaster to internal walls 25mm thick and finished smooth with with white lime, using steel troweling | m² | 78 |  | 0
Roofing
W321 | Construct roofings, complete as in the drawings and as specified; with interlocking approved clay tiles, complete with chicken wire mesh, polythene sheet, purlins, rafters, wall plate, ridge tiles, barge boards, eaves boards with wood protection coat, and uPVC rain water guttering and drainage all to the Engineer's satisfaction | m² | 57 |  | 0
Carried to Collection |  |  |  |  | 0
Protective Layers
W421 | Flexible polyethylene sheeting, gauge 1000, or similar approved, laid to the surface of blinding concrete or sand blinded hardcore fill | m² | 27 |  | 0
W441 | 1:3 cement sand 25mm floor screed finished to hard and smooth surface with a steel float using cement grout | m² | 22 |  | 0
Windows, Doors and Glazing
Windows
Z321.1 | Supply and fix mild steel casement windows size 1.5m x 1.5m complete including steel frames, glazing to steel frames, fasteners and stays, painting steel frames, welded mild steel burglar proof grills | nr | 6 |  | 0
Doors
Z313.1 | Supply and fix 8mm thick panelled hardwood double leaf door overall size 1500 x 2400m complete with all the necessary approved non corriosive iron mongery and accessories. | nr | 2 |  | 0
MISCELLANEOUS WORKS
X599.1 | Construct 600mm wide splash apron including screeding | m² | 15.5 |  | 0
X599.2 | 12mm thick cement/sand plaster as ceiling on expanded metal lathing stretched and nailed on 100 x 50mm ceiling branderings at 600mm centres on150 x 50mm ceiling joists | m² | 20 |  | 0
X599.3 | Provision of chlorine corrosion proof lighting points, complete with wiring by 1.5mm2 SC PVC cable in concealed conduit | nr | 1 |  | 0
X599.4 | Lightening protection for house and mixing/dosing platforms | Sum | 1 |  | 0
Windows, Doors and Glazing
Windows
Z321.1 | Supply and fix mild steel casement windows size 1.5m x 1.5m complete including steel frames, glazing to steel frames, fasteners and stays, painting steel frames, welded mild steel burglar proof grills | nr | 6 |  | 0
Doors
Z313.1 | Supply and fix 8mm thick panelled hardwood double leaf door overall size 1500 x 2400m complete with all the necessary approved non corriosive iron mongery and accessories. | nr | 2 |  | 0
Carried to Collection |  |  |  |  | 0
Electrical Installations
ME01 | 400W 24V solar generator system comprising 3No. 100W solar panels as DAYLIFF Cat. No. TPS100, 20A charge controller, 3x 220Ah 12V solar battery and 400W inverter complete with protection and indicating facilities and all accessories. | System | 1 |  | 0
ME02 | 100A 6way SPN MCB consumer unit complete with integral isolator and 2No. 32A and 4No 6A MCBs | No. | 1 |  | 0
ME03 | Wire socket outlets in 3x2.5mm2 PVC insulated copper cables in concealed PVC conduit | No. | 8 |  | 0
ME04 | Wire lighting points through 6A switches in 3x1.5mm2 PVC insulated copper cables in concealed PVC conduit | No | 13
Fittings
ME05 | Pendant lighting fitting comprising ceiling rose 300mm 3x1.mm2 flexible copper cable, lamp holder and 6W LED lamp | No | 8 |  | 0
ME06 | 6W LED wall mounted bulkhead lighting fitting - security lighting | No. | 4 |  | 0
ME07 | 13A 2gang switched socket outlet | No | 8 |  | 0
ME08 | Earth the Chemical House to the requirements of BS 7671 | Item | 1 |  | 0
ME09 | Lightning protection for the block in 1No air terminal 40metres 3x25mm copper tape including clips, 2No inspection claps and 16mm diameter 1.5m long copper rod buried in 300mmx300 mmx1.5mdeep earth | Item | 1 |  | 0
ME10
| Allow for testing the electrical installations at the block | Item | 1 |  | 0
Carried to Collection |  |  |  |  | 0
COLLECTION
| Collection, Page 1 of 6 |  |  |  | 0
| Collection, Page 2 of 6 |  |  |  | 0
| Collection, Page 3 of 6 |  |  |  | 0
| Collection, Page 4 of 6 |  |  |  | 0
| Collection, Page 5 of 6 |  |  |  | 0
|  |  | Carried to Summary |  | 0

## B 6 - Access Road to WTW
MINISTRY OF WATER AND ENVIRONMENT
LOT 3 CONSTRUCTION OF ENYAU (INTAKE, WATER TREATMENT PLANT, OTUMBARI, NDAAPI AND MVEPI3) WATER SUPPLY & SANITATION SYSTEM
CONTRACT No. MWE/ WRKS/…..
BILL No. 6: ACCESS ROAD TO WATER TREATMENT PLANT
Item Nr. | Description | Unit | Quantity | Rate (USh) | Amount (USh)
Preamble:
The works under this bill cover rehabilitation of the existing access road and construction of a new road into the Works. ALL WORK UNDER THIS BILL IS PROVISIONAL
DEMOLITION AND SITE CLEARANCE
D100 | General clearance along road alignment to 9-m width | m2 | 3600 |  | 0
Trees
D210 | Girth 500 mm-1 m | nr | 12 |  | 0
D220 | Girth 1-2 m | nr | 5 |  | 0
Stumps
D310 | Diameter 150 - 500mm | nr | 16 |  | 0
D320 | Diameter 500mm - 1m | nr | 7 |  | 0
EARTHWORKS
Excavation for cuttings
E222 | Depth 0.25 - 0.5m | m³ | 1800 |  | 0
E232 | Rock; depth not exceeding 0.25m; commencing surface top of exposed rock | m³ | 180 |  | 0
Excavation Ancillaries
Preparation of road formation
E522.1 | Reshaping of existing road formation | m² | 2400 |  | 0
E522.2 | Compaction of road formation to at least 98% of maximum dry density to BS 1377: Part 4: 1990 (BS - Heavy). | m² | 2400 |  | 0
E532 | Disposal of excavated material | m³ | 1800 |  | 0
E569 | Excavation of unsuitable material below formation level as directed by the Project Manager and replacement with improved subgrade murram as specified | m³ | 360 |  | 0
PIPEWORK - PIPES
Concrete pipe culverts including concrete headwalls
Depth not exceeding 1.5m
I243 | DN600 mm | m | 7 |  | 0
I244 | DN900 mm | m | 0 |  | 0
PIPEWORK - MANHOLES AND PIPEWORK ANCILLARIES
In-situ concrete catch-pits
K231 | Depth not exceeding 1.5 m | nr | 1 |  | 0
K232 | Depth 1.5 - 2 m | nr | 0 |  | 0
PIPEWORK - MANHOLES AND PIPEWORK ANCILLARIES
Drainage ditches
Stone-pitched lined trapezoidal ditches as follows
K472 | Cross-sectional area 0.25 - 0.5 m2 | m | 50 |  | 0
K473 | Cross-sectional area 0.5 -0.75 m2 | m | 80 |  | 0
K474 | Cross-sectional area 0.75 - 1 m2 | m | 75 |  | 0
Scour check walls
K999 | Scour check walls in stone masonry | nr | 120 |  | 0
Carried to Collection |  |  |  |  | 0
ROADS AND PAVING
Gravel Sub-base
R195.1 | Imported gravel sub-base material to approval of Project Manager compacted to 95% maximum dry density; compacted depth n.e 1.0m layers in 200 mm. | m³ | 325 |  | 0
Gravel wearing course
R195.2 | Imported gravel wearing course material to approval of Project Manager compacted to 95% maximum dry density; compacted depth 100 mm | m³ | 120 |  | 0
Carried to Collection |  |  |  |  | 0
BILL NO. 6 - ACCESS ROAD TO WATER TREATMENT PLANT
Summary Page
| Page 1 of 2 |  |  |  | 0
| Page 2 of 2 |  |  |  | 0
Carried to Summary |  |  |  |  | 0

## B 7 Trans WTW to Jtn Tank 2
MINISTRY OF WATER AND ENVIRONMENT
LOT 3 CONSTRUCTION OF ENYAU (INTAKE, WATER TREATMENT PLANT, OTUMBARI, NDAAPI AND MVEPI3) WATER SUPPLY & SANITATION SYSTEM
CONTRACT No. MWE/ WRKS/…..
BILL No. 7.0: Transmission 1: WTP to Junction Tank 2
Item Nr. | Description | Unit | Quantity | Rate (USh) | Amount (USh)
DEMOLITION AND SITE CLEARANCE
General Site Clearance
D100 | General site clearance for pipe trench | ha | 3 |  | 0
Trees
D210 | Girth 500 mm-1 m | nr | 4 |  | 0
Stumps
D310 | Diameter 150-500 mm | nr | 6 |  | 0
PIPEWORK-PIPES
Steel pipes PN10 to BS EN 525; spigot and socket joints
Not in trenches
I411 | DN150 | m | Rate Only
I431 | DN300 support above ground | m | 50 |  | 0
In trenches depths as follows:
I422.1 | DN300 depth not exceeding 1.5m | m | 3251 |  | 0
I423 | DN300; depth 1.5 - 2m | m |  |  | 0
I422.2 | DN250 depth not exceeding 1.5m | m | Rate Only
I422.3 | DN200 depth not exceeding 1.5m | m | Rate Only
I422.3 | DN150 depth not exceeding 1.5m | m | Rate Only
I422.4 | DN100 depth not exceeding 1.5m | m | Rate Only
I422.5 | DN90 depth not exceeding 1.5m | m | Rate Only
uPVC pressure pipes to UNBS US 264: 2000 and DIN 8062 with integral rubber ring socket joints laid in trenches depth not exceeding 1.5m
I522.1 | OD200 PN10 | m | Rate Only
I522.2 | OD200 PN16 | m | Rate Only
I522.3 | OD180 PN16 | m | Rate Only
I522.4 | OD160 PN16 | m | Rate Only
High density polyethylene pipes to UNBS US 482: 2003 and DIN 8074 laid in trench; depth not exceeding 1.5 m; rate to include selected excavated backfill
I712.1 | OD63 PN10 | m | Rate Only
I712.2 | OD90 PN20 | m | Rate Only
I712.3 | OD90 PN10 | m | Rate Only
PIPEWORK-FITTINGS AND VALVES
Steel pipe fittings to BS EN 545; in trenches depth not exceeding 1.5 m
Bends
J311 | DN100 x 90o Duckfoot | nr | Rate Only
Socketed bends
J312.1 | DN300 x 11.25o | nr | 2 |  | 0
J312.2 | DN300 x 22.5o | nr | 1 |  | 0
J313.1 | DN300 x 45o | nr | 1 |  | 0
J313.2 | DN300 x 90o | nr | 1 |  | 0
J311.1 | DN250 x 11.25o | nr | 0 |  | 0
Carried to Collection |  |  |  |  | 0
J311.2 | DN225 x 22.5o | nr | Rate Only
J311.3 | DN225 x 45o | nr | Rate Only
J311.4 | DN225 x 90o | nr | Rate Only
J311.5 | DN200 x 22.5o | nr | Rate Only
J311.6 | DN200 x 45o | nr | Rate Only
J311.7 | DN200 x 90o | nr | Rate Only
All flanged tees; flanges to PN16
J322.1 | DN300 x 200 | nr | 0 |  | 0
J322.2 | DN300 x 150 | nr | Rate Only
J322.3 | DN300 x 90 | nr | Rate Only
J322.4 | DN225 x 150 | nr | Rate Only
Double socket tees with flanged branches; flanges to PN16
J322.5 | DN200 x 150 | nr | Rate Only
J322.6 | DN180 x 125 | nr | Rate Only
J322.7 | DN150 x 100 | nr | Rate Only
J322.7 | DN150 x 90 | nr | Rate Only
PIPEWORK-FITTINGS AND VALVES
Valves and Penstocks
Cast Iron gate valves to BS 5150 with PN 16 flanges to BS 4505; with T-key length not exceeding 1.5 m
J811 | DN100 | nr | 1 |  | 0
Cast iron butterfly valve to BS EN 593 with actuator and PN16 flanges to BS EN 1092; T-key operated
J843 | DN300 | nr | Rate Only
J842 | DN225 | nr | Rate Only
J861 | DN50 x 3-stage anti-surge anti-shock air valve as manufactured by Vent-o-Mat® complete with DN50 isolating valve | nr | 2 |  | 0
J871 | DN150 Pressure reducing Valve ; PN16 | nr | 1 |  | 0
J891 | DN100 Circular Flap Valve at washouts; PN16 flanges | nr | 3 |  | 0
PIPEWORK-MANHOLES AND PIPEWORK ANCILLARIES
Concrete Chambers; depth not exceeding 1.5m
K231.1 | Washout chamber and cover complete | nr | 3 |  | 0
K231.4 | Airvalve chamber and cover complete | nr | 2 |  | 0
Stone-pitch lined trapezoidal ditches;
K492 | Cross-sectional area 1.5-2m2 | m | 6 |  | 0
K493 | Cross-sectional area 2-3m2 | m | 5 |  | 0
Crossings; pipe less than DN300
K652 | Brick and blockwork walls | nr | 3 |  | 0
K662 | Fences; barbed wire and chainlink | nr | 2 |  | 0
Breaking up, temporary and permanent reinstatement inclusive of processing the necessary approvals from the relevant authorities
K731.1 | Gravel roads; maximum pipe size DN300 | m | 30 |  | 0
K731.2 | Bitumen surfaced roads; maximum pipe size DN300 | m | 0 |  | 0
K742 | Concrete paving slab walkways including kerbstones | m | 15 |  | 0
Carried to Collection |  |  |  |  | 0
Reinstatement of land as directed by the Project Manager
K752.1 | Re-grassing | m | 50 |  | 0
K752.2 | Planting trees | nr | 14 |  | 0
K799 | Concrete-lined drains | m | 0 |  | 0
Marker posts as Dwg. ALA-ORA_SD_011
K820.1 | Marker posts | nr | 5 |  | 0
K820.2 | Pipe markers | nr | 3 |  | 0
K899.1 | Washout outfall structures complete as Dwg. ALA-ORA_SD_005 | nr | 3 |  | 0
PIPEWORK - SUPPORTS AND PROTECTION, ANCILLARIES TO LAYING AND EXCAVATION
Extras to excavation and backfilling; excavation of rock
L111 | In pipe trenches | m3 | 685 |  | 0
L121 | In chambers | m3 | 4 |  | 0
Special pipe laying methods; pipe jacking/ horizontal directional drilling
L231 | Norminal bore DN300mm; for 1Nr. Road crossing. | m | 0 |  | 0
Surrounds as Dwg ALA-ORA_SD_010
L 5 3 4 | Imported granular material | m | 143 |  | 0
Class 20/20 mass concrete thrust blocks
L731 | Volume 0.2-0.5m3 | nr | 2 |  | 0
L741 | Volume 0.5-1m3 | nr | 4 |  | 0
L753.1 | Volume 1 - 2m3 | nr | 2 |  | 0
L751 | Volume 0.2-0.5m4 | nr | 3 |  | 0
Standard pipe supports in C25/20 reinforced concrete
Reinforced concrete pipe supports, class 25, as in drawing ALA-ORA_SD_011, complete including foudation bases, bolts and nuts, murram backfill, pipe diameter not exceeding 500mm and of the following heights above ground:-
L810 | Height not exceeding 1 m | nr | 6 |  | 0
L820 | Height 1- 1.5m | nr | Rate Only
L830 | Height 1.5 - 2m | nr | Rate Only
STRUCTURAL METALWORK
Fabrication and erection of rolled steel section pipe bridge including all earthworks, reinforced concrete abuttments and anchoraging complete as shown on drawings to the following spans.
M999.1 | Span not exceeding 10m | nr | Rate Only
M999.2 | Span 10 -15m | nr | Rate Only
M999.3 | Span 15 - 20m | nr | Rate Only
M999.4 | Span 20 - 25m | nr | Rate Only
M999.5 | Span 25 -30m | nr | Rate Only
M999.6 | Span 30 - 35m | nr | 1 |  | 0
M999.7 | Span 35 - 40m | nr | Rate Only
M999.8 | Span 40 - 50m | nr | Rate Only
Carried to Collection |  |  |  |  | 0
TRANSMISSION MAIN
Summary Page
| Page 1 of 4 |  |  |  | 0
| Page 2 of 4 |  |  |  | 0
| Page 3 of 4 |  |  |  | 0
Carried to Summary |  |  |  |  | 0

## Bill 8.1 Trans TO Tank 2
MINISTRY OF WATER AND ENVIRONMENT
LOT 3 CONSTRUCTION OF ENYAU (INTAKE, WATER TREATMENT PLANT, OTUMBARI, NDAAPI AND MVEPI3) WATER SUPPLY & SANITATION SYSTEM
CONTRACT No. MWE/ WRKS/…..
BILL No. 8.1: Transmission 2: T - Junction to Tank 2
Item Nr. | Description | Unit | Quantity | Rate (USh) | Amount (USh)
DEMOLITION AND SITE CLEARANCE
General Site Clearance
D100 | General site clearance for pipe trench | ha | 0.4 |  | 0
Trees
D210 | Girth 500 mm-1 m | nr | 1 |  | 0
Stumps
D310 | Diameter 150-500 mm | nr | 1 |  | 0
PIPEWORK-PIPES
Steel pipes PN10 to BS EN 525; spigot and socket joints
Not in trenches
I411 | DN150 | m | Rate Only |  | 0
I431 | DN300 support above ground | m | Rate Only |  | 0
In trenches depths as follows:
I422.1 | DN300 depth not exceeding 1.5m | m | Rate Only |  | 0
I423 | DN300; depth 1.5 - 2m | m | Rate Only |  | 0
I422.2 | DN250 depth not exceeding 1.5m | m | Rate Only |  | 0
I422.3 | DN200 depth not exceeding 1.5m | m | Rate Only |  | 0
I422.3 | DN150 depth not exceeding 1.5m | m | Rate Only |  | 0
I422.4 | DN100 depth not exceeding 1.5m | m | 144 |  | 0
I422.5 | DN90 depth not exceeding 1.5m | m | Rate Only |  | 0
uPVC pressure pipes to UNBS US 264: 2000 and DIN 8062 with integral rubber ring socket joints laid in trenches depth not exceeding 1.5m
I522.1 | OD200 PN10 | m | Rate Only |  | 0
I522.2 | OD200 PN16 | m | Rate Only |  | 0
I522.3 | OD180 PN16 | m | Rate Only |  | 0
I522.4 | OD160 PN16 | m | Rate Only |  | 0
High density polyethylene pipes to UNBS US 482: 2003 and DIN 8074 laid in trench; depth not exceeding 1.5 m; rate to include selected excavated backfill
I712.1 | OD63 PN10 | m | Rate Only |  | 0
I712.2 | OD90 PN20 | m | Rate Only |  | 0
I712.3 | OD90 PN10 | m | Rate Only |  | 0
PIPEWORK-FITTINGS AND VALVES
Steel pipe fittings to BS EN 545; in trenches depth not exceeding 1.5 m
Bends
J311 | DN100 x 90o Duckfoot | nr | 2 |  | 0
Socketed bends
J312.1 | DN300 x 11.25o | nr | Rate Only |  | 0
J312.2 | DN300 x 22.5o | nr | Rate Only |  | 0
J313.1 | DN300 x 45o | nr | Rate Only |  | 0
J313.2 | DN300 x 90o | nr | Rate Only |  | 0
J311.1 | DN250 x 11.25o | nr | Rate Only |  | 0
Carried to Collection |  |  |  |  | 0
J311.2 | DN225 x 22.5o | nr | Rate Only |  | 0
J311.3 | DN225 x 45o | nr | Rate Only |  | 0
J311.4 | DN225 x 90o | nr | Rate Only |  | 0
J311.5 | DN200 x 22.5o | nr | Rate Only |  | 0
J311.6 | DN200 x 45o | nr | Rate Only |  | 0
J311.7 | DN200 x 90o | nr | Rate Only |  | 0
All flanged tees; flanges to PN16
J322.1 | DN300 x 200 | nr | Rate Only |  | 0
J322.2 | DN300 x 150 | nr | Rate Only |  | 0
J322.3 | DN300 x 90 | nr | Rate Only |  | 0
J322.4 | DN225 x 150 | nr | Rate Only |  | 0
Double socket tees with flanged branches; flanges to PN16
J322.5 | DN200 x 150 | nr | Rate Only |  | 0
J322.6 | DN180 x 125 | nr | Rate Only |  | 0
J322.7 | DN150 x 100 | nr | Rate Only |  | 0
J322.7 | DN150 x 90 | nr | Rate Only |  | 0
PIPEWORK-FITTINGS AND VALVES
Valves and Penstocks
Cast Iron gate valves to BS 5150 with PN 16 flanges to BS 4505; with T-key length not exceeding 1.5 m
J811 | DN100 | nr | 1 |  | 0
Cast iron butterfly valve to BS EN 593 with actuator and PN16 flanges to BS EN 1092; T-key operated
J843 | DN300 | nr | Rate Only |  | 0
J842 | DN225 | nr | Rate Only |  | 0
J861 | DN50 x 3-stage anti-surge anti-shock air valve as manufactured by Vent-o-Mat® complete with DN50 isolating valve | nr | Rate Only |  | 0
J871 | DN150 Pressure reducing Valve ; PN16 | nr | Rate Only |  | 0
J891 | DN100 Circular Flap Valve at washouts; PN16 flanges | nr | Rate Only |  | 0
PIPEWORK-MANHOLES AND PIPEWORK ANCILLARIES
Concrete Chambers; depth not exceeding 1.5m
K231.1 | Washout chamber and cover complete | nr | Rate Only |  | 0
K231.4 | Airvalve chamber and cover complete | nr | Rate Only |  | 0
Stone-pitch lined trapezoidal ditches;
K492 | Cross-sectional area 1.5-2m2 | m | Rate Only |  | 0
K493 | Cross-sectional area 2-3m2 | m | Rate Only |  | 0
Crossings; pipe less than DN300
K652 | Brick and blockwork walls | nr | Rate Only |  | 0
K662 | Fences; barbed wire and chainlink | nr | Rate Only |  | 0
Breaking up, temporary and permanent reinstatement inclusive of processing the necessary approvals from the relevant authorities
K731.1 | Gravel roads; maximum pipe size DN300 | m | Rate Only |  | 0
K731.2 | Bitumen surfaced roads; maximum pipe size DN300 | m | Rate Only |  | 0
K742 | Concrete paving slab walkways including kerbstones | m | Rate Only |  | 0
Carried to Collection |  |  |  |  | 0
Reinstatement of land as directed by the Project Manager
K752.1 | Re-grassing | m | 10 |  | 0
K752.2 | Planting trees | nr | Rate Only |  | 0
K799 | Concrete-lined drains | m | Rate Only |  | 0
Marker posts as Dwg. ALA-ORA_SD_011
K820.1 | Marker posts | nr | Rate Only |  | 0
K820.2 | Pipe markers | nr | 1 |  | 0
K899.1 | Washout outfall structures complete as Dwg. ALA-ORA_SD_005 | nr | Rate Only |  | 0
PIPEWORK - SUPPORTS AND PROTECTION, ANCILLARIES TO LAYING AND EXCAVATION
Extras to excavation and backfilling; excavation of rock
L111 | In pipe trenches | m3 | 1 |  | 0
L121 | In chambers | m3 | Rate Only |  | 0
Special pipe laying methods; pipe jacking/ horizontal directional drilling
L231 | Norminal bore DN300mm; for 1Nr. Road crossing. | m | Rate Only |  | 0
Surrounds as Dwg ALA-ORA_SD_010
L 5 3 4 | Imported granular material | m | Rate Only |  | 0
Class 20/20 mass concrete thrust blocks
L731 | Volume 0.2-0.5m3 | nr | 1 |  | 0
L741 | Volume 0.5-1m3 | nr | Rate Only |  | 0
L753.1 | Volume 1 - 2m3 | nr | Rate Only |  | 0
Standard pipe supports in C25/20 reinforced concrete
Reinforced concrete pipe supports, class 25, as in drawing ALA-ORA_SD_011, complete including foudation bases, bolts and nuts, murram backfill, pipe diameter not exceeding 500mm and of the following heights above ground:-
L810 | Height not exceeding 1 m | nr | Rate Only |  | 0
L820 | Height 1- 1.5m | nr | Rate Only |  | 0
L830 | Height 1.5 - 2m | nr | Rate Only |  | 0
STRUCTURAL METALWORK
Fabrication and erection of rolled steel section pipe bridge including all earthworks, reinforced concrete abuttments and anchoraging complete as shown on drawings to the following spans.
M999.1 | Span not exceeding 10m | nr | Rate Only |  | 0
M999.2 | Span 10 -15m | nr | Rate Only |  | 0
M999.3 | Span 15 - 20m | nr | Rate Only |  | 0
M999.4 | Span 20 - 25m | nr | Rate Only |  | 0
Carried to Collection |  |  |  |  | 0
TRANSMISSION MAIN
Summary Page
| Page 1 of 4 |  |  |  | 0
| Page 2 of 4 |  |  |  | 0
| Page 3 of 4 |  |  |  | 0
Carried to Summary |  |  |  |  | 0

## Bill 8.2 - Tank 2
MINISTRY OF WATER AND ENVIRONMENT
LOT 3 CONSTRUCTION OF ENYAU (INTAKE, WATER TREATMENT PLANT, OTUMBARI, NDAAPI AND MVEPI3) WATER SUPPLY & SANITATION SYSTEM
CONTRACT No. MWE/ WRKS/…..
BILL No. 8.2: 222m³ TANK 2
Item Nr. | Description | Unit | Quantity | Rate (USh) | Amount (USh)
The relevant drawing is ENY_RSV_MVP_002 including references made there- in to other drawings
DEMOLITION AND SITE CLEARANCE
General Site Clearance
D100 | General site clearance for works | ha | 0.1 |  | 0
Trees
D210 | Girth 500 mm-1 m | nr | 3 |  | 0
EARTHWORKS
Excavation for foundations
Topsoil
E312 | Strip top soil, depth not exceeding 0.5 m and set aside for re-use | m³ | 26.5 |  | 0
Excavation for foundations; commencing surface is the stripped ground level
E323 | Depth 0.5 - 1 m | m³ | 26.5 |  | 0
E324 | Depth 1 - 2 m | m³ | 52.9 |  | 0
Excavation of rock; commencing surface is the stripped ground level
E334 | Depth 1 - 2 m | m³ | 4 |  | 0
Excavation Ancillaries
Disposal to satisfaction of Project Manager
| Topsoil | m³ | 21.2 |  | 0
E531 | Excavated Material | m³ | 10.6 |  | 0
E533 | Rock | m³ | 3 |  | 0
Filling
E614 | To structures; selected excavated material | m³ | 15.9 |  | 0
E631 | General; excavated topsoil | m³ | 5.3 |  | 0
Landscaping
E810 | Preparation of the surfaces and planting of approved lawn grass | m² | 390 |  | 0
IN-SITU CONCRETE
Provision of Concrete
Designed mix to BS EN 1992, with ordinary Portland cement to UNBS US 310:2002, aggregate to BS 882, for the following mixes
F122 | Strength C12/15, 20mm aggregate | m³ | 4 |  | 0
F141 | Strength C20/25, 10mm aggregate | m³ | 24.3 |  | 0
F172 | Strength C30/37, 10mm aggregate | m³ | 2.7 |  | 0
Placing Mass Concrete
Blinding
F611 | Thickness 75mm | m³ | 4 |  | 0
IN-SITU CONCRETE
Placing Reinforced Concrete
Bases
F722 | Concrete tank base; thickness 300mm | m³ | 4 |  | 0
F724 | Steel tank bases; thickness 500-750 mm | m³ | 24.3 |  | 0
Walls
F742 | Tank stub walls; thickness 250mm | m³ | 0 |  | 0
F743 | Concrete tank wall; thickness 350mm | m³ | 0 |  | 0
Columns and piers
F752 | Concrete columns 0.09m2 cross-sectional area | m³ | 2.7 |  | 0
F754 | Tank support piers; 0.56m2 cross-section area | m³ | 0 |  | 0
Carried to Collection |  |  |  |  | 0
CONCRETE ANCILLARIES
Formwork
G315 | Class S3; plane horizontal width exceeding 1.2m | m² | 0 |  | 0
G343 | Class S2 finish; Plane vertical width 0.3 m | m² | 35.6 |  | 0
For components of constant cross-section
Class S3 finish
G381 | Beams; 300 x 200mm wide | m | 38 |  | 0
G382.1 | Stub Columns; 500 x 500mm square | m | 21.6 |  | 0
G383.1 | Walls; 300mm thick | m | 0 |  | 0
Class S2 finish
G382.2 | Stub walls; 1.5m height; 200mm thick | m | 0 |  | 0
Reinforcement
G529 | High yield ribbed cold formed bars to BS EN 1992 and EN 10080; characteristic strength 500 MPa; nominal size 8 -16mm | t | 1.55 |  | 0
Joints
G621 | Sliding joint between wall and roof; width 0.35 m | m² | 0 |  | 0
G652 | Plastic waterstops of PVC to BS 903; width 300 mm | m | 0 |  | 0
Concrete Accessories
Finishing of top surfaces
G811 | Class U1 to steel tank bases | m² | 0 |  | 0
G813 | Class U3 to concrete tank floor, stub columns and stub walls | m² | 4 |  | 0
PIPEWORK - PIPES
Ductile iron pipe fittings to BS EN 545; PN16 flanges to BS 4504; cement mortar lined and epoxy coated
Not in trench
I321.1 | DN100 | m | 20 |  | 0
In trench depth not exceeding 1.5m
I312 | DN100 | m | 5 |  | 0
uPVC pressure pipes to BS 3505, with flexible joints to BS 4346 all to PN16, laid in trench to depth not exceeding 1.5m for the following pipe sizes
I512 | OD160 mm | m | 0 |  | 0
uPVC drain pipes to BS 5481, with flexible joints to BS 4346 or BS 6209, laid in trench to depth not exceeding 1.5m for the following pipe sizes
I522 | OD300 mm | m | 0 |  | 0
PIPEWORK - FITTINGS AND VALVES
Ductile iron pipe fittings to BS EN 545; PN16 flanges to BS 4504; cement mortar lined and epoxy coated
Flanged 90o bends
J311.1 | DN100 | nr | 3 |  | 0
J311.2 | DN150 | nr | 1 |  | 0
J311.3 | DN200 | nr | 2 |  | 0
J311.4 | DN100 duckfoot | nr | 1 |  | 0
J311.5 | DN150 duckfoot | nr | 1 |  | 0
J311.6 | DN200 duckfoot | nr | 1 |  | 0
Flanged tees
J321 | DN200 x 80 | nr | Rate Only |  | 0
Tapers
J332 | DN250 x 200 | nr | Rate Only |  | 0
Carried to Collection |  |  |  |  | 0
Detachable Coupling or similar, wide range coupling to fit all pipe spigots to PN 10, and of the following sizes
J342.1 | 100 mm ND | nr | 4 |  | 0
J342.2 | 150 mm ND | nr | 4 |  | 0
Stepped couplings; DI to PVC
J351.1 | DN100/ OD110 | nr | 1 |  | 0
J351.2 | DN200/ OD225 | nr | Rate Only |  | 0
J352.1 | DN250/ OD250 | nr | Rate Only |  | 0
Flange Adaptors; maxi type
J351.3 | DN100 | nr | 1 |  | 0
J351.4 | DN150 | nr | 1 |  | 0
J351.5 | DN200 | nr | 1 |  | 0
Flanged bellmouth to ISO 2531, flanges to ISO 2441, of the following sizes all to PN 10
J372 | 200 mm ND | nr | 1 |  | 0
PIPEWORK - FITTINGS AND VALVES
Straight specials; double flanged pipe - pipe lengths to be confirmed BEFORE placing of orders
J381.1 | 100 mm ND, length not exceeding 0.2m Long | nr | 1 |  | 0
J381.2 | 100 mm ND, length not exceeding 0.3m Long | nr | 2 |  | 0
J381.3 | 100 mm ND, length not exceeding 6.0m Long | nr | 4 |  | 0
J381.4 | 150 mm ND, length not exceeding 0.2m Long | nr | 1 |  | 0
J381.5 | 150 mm ND, length not exceeding 0.3m Long | nr | 1 |  | 0
J381.6 | 150 mm ND, length not exceeding 6.0m Long | nr | 3 |  | 0
J381.7 | 200 mm ND, length not exceeding 0.2m Long | nr | 1 |  | 0
J381.8 | 200 mm ND, length not exceeding 0.3m Long | nr | 1 |  | 0
J381.9 | 200 mm ND, length not exceeding 6.0m Long | nr | 3 |  | 0
Strainer
Flanged outlet pipe strainer, to BS 4772, flanges to BS 4504, all to PN 10, cement mortar lined, and of the following sizes
J491 | 150 mm ND | nr | 1 |  | 0
Cast Iron gate valves to BS 5150 with PN 16 flanges to BS 4505; hand operated
J811.1 | DN100 | nr | 1 |  | 0
J811.2 | DN150 | nr | 1 |  | 0
J811.3 | DN200 | nr | 1 |  | 0
Bulk Flow Meter complete with strainers
Woltman-type dry dial water meter as specified including pipe fittings, strainer and valves and as shown in drawings
J991.2 | DN150 | nr | 1 |  | 0
Ball Float Valves
'Flanged Balanced ball float valve, flanges to BS4505, all to PN10
J891 | 160 mm ND | nr | 1 |  | 0
Carried to Collection |  |  |  |  | 0
PIPEWORK - MANHOLES AND PIPEWORK ANCILLARIES
In-situ Concrete chambers
Bulk meter chamber including cover and access
K231 | 2 x 2 x 1.5m deep | nr | 1 |  | 0
K231.3 | Washout Outfall structure as shown on drawings | nr | 1 |  | 0
K251 | Valve surface box for DN 100 - DN 300 valves, with lockable cover; depth not exceeding 1.5m | nr | 1 |  | 0
K453 | Grouted stone pitched lined rectangular section drain; cross section area 0.5-0.75m2 | m | 15 |  | 0
MISCELLANEOUS METAL WORK
N199 | 15m structural steel support tower to match 222m3 tank supplied in Item N287 | sum | 1 |  | 0
Cold Pressed Sectional Steel tanks of 1.22m plates to BS 1564 Type 2 complete with external flanges, cover and raised inlet, all as specified and as shown on drawings including internal pipe fittings. Support tower measured separately.
N287 | Tank capacity 222m3 (7 x 6 x 3 plates high) installed on 15m tower above ground | nr | 1 |  | 0
ROADS AND PAVINGS
Road Base and wearing course
Shape road surface and parking area by grading to camber and crossfall with a motor grader
R111 | Depth not exceeding 200 mm | m² | 120 |  | 0
Provide, transport up to site, spread, shape, stabilise and compact to atleast 95% MDD AASHTO approved gravel material for flexible base and wearing course, of the following thickness
R112 | Depth 250-300 mm | m3 | 45 |  | 0
Walkways
R912 | Concrete paved walkway; include sand bedding, earthworks and edge protection | m² | 20 |  | 0
MISCELLANEOUS WORKS
Fences
X135 | 100x100mm Concrete post of C25 concrete and wire galvanised wire chain link fence of gauge 10 to BS 1722, with triple row of barbed wire on top, anchored into blockwork dwarf wall as per drawings, height 2-2.5 m | m | 90 |  | 0
Gates
X235 | Metal vehicular access gate 3m wide complete with 1m side pedestrain entry gate all anchored in C25 reinforced concrete columns and pad foundations, painted to Project Manager's approval | nr | 1 |  | 0
Carried to Collection |  |  |  |  | 0
COLLECTION
Summary Page
| Page 1 of 5 |  |  |  | 0
| Page 2 of 5 |  |  |  | 0
| Page 3 of 5 |  |  |  | 0
| Page 4 of 5 |  |  |  | 0
Carried to Summary |  |  |  |  | 0

## Bill 8.3- Tank2 Dist
MINISTRY OF WATER AND ENVIRONMENT
LOT 3 CONSTRUCTION OF ENYAU (INTAKE, WATER TREATMENT PLANT, OTUMBARI, NDAAPI AND MVEPI3) WATER SUPPLY & SANITATION SYSTEM
CONTRACT No. MWE/ WRKS/…..
BILL No. 8.3: Tank 2 Distribution Network & Service Connections
Item Nr. | Description | Unit | Quantity | Rate (USh) | Amount (USh)
Preamble:
The quantities in this bill are mostly PROVISIONAL to be determined by the Project Manager on the basis of consumer demand
DEMOLITION AND SITE CLEARANCE
General Site Clearance
D100 | General site clearance for pipe route | ha | 10.8 |  | 0
Trees
D210 | Girth 500 mm-1 m | nr | 8 |  | 0
Stumps
D310 | Diameter 150-500 mm | nr | 6 |  | 0
D320 | Diameter 500 mm -1 m | nr | 4 |  | 0
PIPEWORK - PIPES
uPVC/HDPE pressure pipes to UNBS US 264: 2000 and DIN 8062 with integral rubber ring socket joints laid in trenches
OD 110 PN 10
I512.1 | Depth not exceeding 1.5m | m | 10310 |  | 0
I513.1 | Depth 1.5-2m | m | 104 |  | 0
OD 125 PN 10
I512.2 | Depth not exceeding 1.5m | m | 3869 |  | 0
I513.2 | Depth 1.5-2m | m | 39 |  | 0
OD 160 PN 10
I512.3 | Depth not exceeding 1.5m | m | 4135 |  | 0
I513.3 | Depth 1.5-2m | m | 41 |  | 0
OD 200 PN 10
I522 | Depth not exceeding 1.5m | m | Rate Only |  | 0
I523 | Depth 1.5-2m | m | Rate Only |  | 0
OD 250 PN 10
I532 | Depth not exceeding 1.5m | m | Rate Only |  | 0
I533 | Depth 1.5-2m | m | Rate Only |  | 0
High density polyethylene pipes to UNBS US 482: 2003 and DIN 8074 laid in trench; depth not exceeding 1.5 m; rate to include selected excavated backfill
I712.1 | OD90, PN 16 | m | Rate Only |  | 0
I712.2 | OD90, PN 10 | m | 200 |  | 0
I712.3 | OD75, PN 10 | m | 200 |  | 0
I712.4 | OD63, PN 10 | m | 200 |  | 0
I712.5 | OD50, PN 10 | m | 300 |  | 0
I712.6 | OD40, PN 10 | m | 300 |  | 0
I712.7 | OD32, PN 10 | m | 500 |  | 0
I712.8 | OD25, PN 16, service pipes | m | 1200 |  | 0
I712.9 | OD20, PN 16, service pipes | m | 33200 |  | 0
Carried to Collection |  |  |  |  | 0
PIPEWORK-FITTINGS AND VALVES
Steel pipe fittings; flanges to PN 16; in trenches not exceeding 1.5 m
Viking Johnson stepped couplings as Maxistep
J441.3 | DN100 x OD63 | nr | Rate Only |  | 0
J441.4 | DN100 x OD 75 | nr | 1 |  | 0
J441.5 | DN100 x OD100 | nr | 1 |  | 0
J441.6 | DN150 x OD100 | nr | 1 |  | 0
J441.7 | OD125 x OD 90 | nr | 1 |  | 0
Viking Johnson Flanged adaptors as Aquafast to PN10
J451.1 | OD75 | nr | 0 |  | 0
J451.2 | OD90 | nr | 0 |  | 0
J451.3 | OD110 | nr | 2 |  | 0
J451.4 | OD125 | nr | 1 |  | 0
J451.5 | OD160 | nr | 1 |  | 0
J451.6 | OD200 | nr | 0 |  | 0
End caps
J491.1 | OD110 | nr | 3 |  | 0
J491.2 | OD150 | nr | 1 |  | 0
PN 16 HDPE compression pipe fittings to DIN 8074/ BS 5114
Equal elbows
J611.1 | OD63 | nr | 1 |  | 0
J611.2 | OD50 | nr | 1 |  | 0
J611.3 | OD40 | nr | 1 |  | 0
J611.4 | OD32 | nr | 1 |  | 0
Equal tees
J621.1 | OD63 | nr | 1 |  | 0
J621.2 | OD50 | nr | 1 |  | 0
J621.3 | OD40 | nr | 1 |  | 0
J621.4 | OD32 | nr | 1 |  | 0
Reducing coupler
J631.1 | OD63 x 50 | nr | 2 |  | 0
J631.2 | OD50 x 40 | nr | 2 |  | 0
J631.3 | OD40 x 32 | nr | 3 |  | 0
J631.4 | OD32 x 25 | nr | 4 |  | 0
End caps
J691.1 | OD90 | nr | 2 |  | 0
J691.2 | OD75 | nr | 2 |  | 0
J691.3 | OD63 | nr | 2 |  | 0
J691.4 | OD50 | nr | 2 |  | 0
J691.5 | OD40 | nr | 5 |  | 0
J691.6 | OD32 | nr | 5 |  | 0
Valves and Penstocks
Cast Iron gate valves to BS EN 1171 with PN 16 flanges to BS 4505; with T-key length not exceeding 1.5 m
J811.1 | DN75 | nr | 0 |  | 0
J811.2 | DN90 | nr | 0 |  | 0
J811.3 | DN100 | nr | 2 |  | 0
J811.4 | DN125 | nr | 1 |  | 0
J811.5 | DN150 | nr | 1 |  | 0
J811.6 | DN200 | nr | 0 |  | 0
Carried to Collection |  |  |  |  | 0
Circular Flap Valve to washouts; PN 10 flanges
J891.1 | DN100 | nr | 1 |  | 0
J891.2 | Fire hydrants to BS 750 Type 2 | nr | 1 |  | 0
PIPEWORK-MANHOLES AND PIPEWORK ANCILLARIES
In situ Concrete Chambers; depth not exceeding 1.5 m
K231.1 | Washout chamber as shown on drawings | nr | 2 |  | 0
K231.2 | Washout outfall structure as shown on drawings | nr | 2 |  | 0
K231.3 | Valve surface box as shown on drawings, complete | nr | 4 |  | 0
Stone-pitched trapezoidal ditches
K492 | Cross-sectional area 0.5 - 0.75 m2 | m | 13 |  | 0
K493 | Cross-sectional area 0.25 - 0.5 m2 | m | 7 |  | 0
Crossings; pipe not exceeding 300 mm
K611 | Streams; width 1 - 3 m | nr | 1 |  | 0
K641 | Hedges | nr | 4 |  | 0
K661 | Fences | nr | 4 |  | 0
Breaking up, temporary and permanent reinstatement; pipe not exceeding 300 mm
K731.1 | Gravel roads | m | 42 |  | 0
K731.2 | Double seal bitumen surfaced roads | m | 7 |  | 0
K799.1 | Mass concrete | m | 10 |  | 0
K799.2 | Stone-pitched lined drains | m | 0 |  | 0
Other pipework ancillaries
K820.1 | Marker Posts to Washouts | nr | 2 |  | 0
K820.2 | Pipe Marker Posts | nr | 4 |  | 0
Service connections
DN20 (½") connection to the following mains comprising saddle clamp and screwdown swivel ferrule with compression outlet for HDPE complete [PROVISIONAL ITEMS]
K861.1 | OD160 | nr | 60 |  | 0
K861.3 | OD125 | nr | 20 |  | 0
K861.4 | OD110 | nr | 60 |  | 0
K861.5 | OD90 | nr | 60 |  | 0
K861.6 | OD75 | nr | 60 |  | 0
K861.7 | OD63 | nr | 60 |  | 0
K861.8 | OD50 | nr | 60 |  | 0
DN25 (¾") connection to the following mains comprising saddle clamp and screwdown swivel ferrule with compression outlet for HDPE complete [PROVISIONAL ITEMS]
K861.10 | OD160 | nr | 50 |  | 0
K861.12 | OD125 | nr | 40 |  | 0
K861.13 | OD110 | nr | 40 |  | 0
K861.14 | OD90 | nr | 40 |  | 0
K861.15 | OD75 | nr | 50 |  | 0
K861.16 | OD63 | nr | 40 |  | 0
K861.17 | OD50 | nr | 24 |  | 0
Carried to Collection |  |  |  |  | 0
Water supply installations as detailed on drawings
K899.1 | Yard Tap complete as drawing including galvanized iron pipe and fittings, brass stop cock, lockable tap and domestic water meter [PROVISIONAL ITEM] | nr | 664 |  | 0
K899.2 | Double tap Stand Post complete as drawing including galvanized iron pipe and fittings, brass stop cock, lockable steel meter protection box, taps and domestic water meter, concrete headwall and slab with rock-filled soak-pit | nr | 12 |  | 0
PIPEWORK-SUPPORTS AND PROTECTION, ANCILLARIES TO LAYING AND EXCAVATION
Extras to excavation and backfilling
L111 | Excavation of rock in pipe trenches | m³ | 39 |  | 0
L118 | Excavation of natural material below Final Surface and backfilling with imported granular material in pipe trenches | m³ | 78 |  | 0
Surrounds; pipe not exceeding 200 mm
L531 | Imported granular material | m | 370 |  | 0
L541 | Mass concrete | m | 92 |  | 0
Mass Concrete C15 Thrust Blocks; pipe bore not exceeding 200mm
L721 | Volume 0.1 - 0.2 m³ | nr | 10 |  | 0
Steel pipe sleeves to PVC/HPDE pipes
L991.1 | DN125 pipe sleeve | m | 30 |  | 0
L991.2 | DN200 pipe sleeve | m | 0 |  | 0
Carried to Collection |  |  |  |  | 0
PRIMARY DISTRIBUTION PIPEWORK
Summary Page
| Page 1 of 5 |  |  |  | 0
| Page 2 of 5 |  |  |  | 0
| Page 3 of 5 |  |  |  | 0
| Page 4 of 5 |  |  |  | 0
Carried to Summary |  |  |  |  | 0

## B 9.1- Pump to Ndaapi Tk
MINISTRY OF WATER AND ENVIRONMENT
LOT 3 CONSTRUCTION OF ENYAU (INTAKE, WATER TREATMENT PLANT, OTUMBARI, NDAAPI AND MVEPI3) WATER SUPPLY & SANITATION SYSTEM
CONTRACT No. MWE/ WRKS/…..
BILL No. 9.1: Pumping Main 3: WTP to Ndaapi Tank
Item Nr. | Description | Unit | Quantity | Rate (USh) | Amount (USh)
DEMOLITION AND SITE CLEARANCE
General Site Clearance
D100 | General site clearance for pipe trench | ha | 3.6 |  | 0
Trees
D210 | Girth 500 mm-1 m | nr | 4 |  | 0
Stumps
D310 | Diameter 150-500 mm | nr | 5 |  | 0
PIPEWORK-PIPES
Steel pipes PN10 to BS EN 525; spigot and socket joints
Not in trenches
I411 | DN150 | m | Rate Only
I431 | DN300 support above ground | m | Rate Only
In trenches depths as follows:
I422.1 | DN300 depth not exceeding 1.5m | m | Rate Only
I423 | DN300; depth 1.5 - 2m | m | Rate Only
I422.2 | DN250 depth not exceeding 1.5m | m | Rate Only
I422.3 | DN200 depth not exceeding 1.5m | m | Rate Only
I422.3 | DN150 depth not exceeding 1.5m | m | Rate Only
I422.4 | DN100 depth not exceeding 1.5m | m | Rate Only
I422.5 | DN90 depth not exceeding 1.5m | m | Rate Only
uPVC pressure pipes to UNBS US 264: 2000 and DIN 8062 with integral rubber ring socket joints laid in trenches depth not exceeding 1.5m
I522.1 | OD160 PN10 | m | Rate Only
I522.2 | OD160 PN16 | m | Rate Only
I522.3 | OD110 PN10 | m | 8670 |  | 0
I522.4 | OD110 PN16 | m | Rate Only
High density polyethylene pipes to UNBS US 482: 2003 and DIN 8074 laid in trench; depth not exceeding 1.5 m; rate to include selected excavated backfill
I712.1 | OD50 PN10 | m | Rate Only
I712.2 | OD63 PN10 | m | Rate Only
I712.3 | OD90 PN20 | m | Rate Only
I712.4 | OD90 PN10 | m | Rate Only
PIPEWORK-FITTINGS AND VALVES
Steel pipe fittings to BS EN 545; in trenches depth not exceeding 1.5 m
Bends
J311 | DN100 x 90o Duckfoot | nr | Rate Only
Socketed bends
J312.1 | DN300 x 11.25o | nr | Rate Only
J312.2 | DN300 x 22.5o | nr | Rate Only
J313.1 | DN300 x 45o | nr | Rate Only
J313.2 | DN300 x 90o | nr | Rate Only
J311.1 | DN250 x 11.25o | nr | Rate Only
Carried to Collection |  |  |  |  | 0
J311.2 | DN250 x 22.5o | nr | Rate Only
J311.3 | DN250 x 45o | nr | Rate Only
J311.4 | DN250 x 90o | nr | Rate Only
J311.5 | DN200 x 22.5o | nr | Rate Only
J311.6 | DN200 x 45o | nr | Rate Only
J311.7 | DN200 x 90o | nr | Rate Only
All flanged tees; flanges to PN16
J322.1 | DN300 x 200 | nr | Rate Only
J322.2 | DN300 x 150 | nr | Rate Only
J322.3 | DN300 x 90 | nr | Rate Only
J322.4 | DN250 x 150 | nr | Rate Only
Double socket tees with flanged branches; flanges to PN16
J322.5 | DN200 x 150 | nr | Rate Only
J322.6 | DN180 x 125 | nr | Rate Only
J322.7 | DN150 x 100 | nr | Rate Only
J322.7 | DN150 x 90 | nr | Rate Only
PIPEWORK-FITTINGS AND VALVES
Valves and Penstocks
Cast Iron gate valves to BS 5150 with PN 16 flanges to BS 4505; with T-key length not exceeding 1.5 m
J811 | DN100 | nr | 1 |  | 0
Cast iron butterfly valve to BS EN 593 with actuator and PN16 flanges to BS EN 1092; T-key operated
J843 | DN300 | nr | Rate Only
J842 | DN250 | nr | Rate Only
J861 | DN50 x 3-stage anti-surge anti-shock air valve as manufactured by Vent-o-Mat® complete with DN50 isolating valve | nr | 1 |  | 0
J871 | DN150 Pressure reducing Valve ; PN16 | nr | Rate Only
J891 | DN100 Circular Flap Valve at washouts; PN16 flanges | nr | 1 |  | 0
PIPEWORK-MANHOLES AND PIPEWORK ANCILLARIES
Concrete Chambers; depth not exceeding 1.5m
K231.1 | Washout chamber and cover complete | nr | 1 |  | 0
K231.4 | Airvalve chamber and cover complete | nr | Rate Only
Stone-pitch lined trapezoidal ditches;
K492 | Cross-sectional area 1.5-2m2 | m | 10 |  | 0
K493 | Cross-sectional area 2-3m2 | m | 10 |  | 0
Crossings; pipe less than DN300
K652 | Brick and blockwork walls | nr | 4 |  | 0
K662 | Fences; barbed wire and chainlink | nr | 4 |  | 0
Breaking up, temporary and permanent reinstatement inclusive of processing the necessary approvals from the relevant authorities
K731.1 | Gravel roads; maximum pipe size DN300 | m | 21 |  | 0
K731.2 | Bitumen surfaced roads; maximum pipe size DN300 | m | 0 |  | 0
K742 | Concrete paving slab walkways including kerbstones | m | 15 |  | 0
Carried to Collection |  |  |  |  | 0
Reinstatement of land as directed by the Project Manager
K752.1 | Re-grassing | m | 400 |  | 0
K752.2 | Planting trees | nr | 8 |  | 0
K799 | Concrete-lined drains | m | Rate Only |  | 0
Marker posts as Dwg. ALA-ORA_SD_011
K820.1 | Marker posts | nr | 1 |  | 0
K820.2 | Pipe markers | nr | 2 |  | 0
K899.1 | Washout outfall structures complete as Dwg. ALA-ORA_SD_005 | nr | 1 |  | 0
PIPEWORK - SUPPORTS AND PROTECTION, ANCILLARIES TO LAYING AND EXCAVATION
Extras to excavation and backfilling; excavation of rock
L111 | In pipe trenches | m3 | 48 |  | 0
L121 | In chambers | m3 | Rate Only |  | 0
Special pipe laying methods; pipe jacking/ horizontal directional drilling
L231 | Norminal bore DN300mm; for 1Nr. Road crossing. | m | Rate Only |  | 0
Surrounds as Dwg ALA-ORA_SD_010
L 5 3 4 | Imported granular material | m | 86 |  | 0
Class 20/20 mass concrete thrust blocks
L731 | Volume 0.2-0.5m3 | nr | Rate Only |  | 0
L741 | Volume 0.5-1m3 | nr | 4 |  | 0
L753.1 | Volume 1 - 2m3 | nr | 0 |  | 0
Standard pipe supports in C25/20 reinforced concrete
Reinforced concrete pipe supports, class 25, as in drawing ALA-ORA_SD_011, complete including foudation bases, bolts and nuts, murram backfill, pipe diameter not exceeding 500mm and of the following heights above ground:-
L810 | Height not exceeding 1 m | nr | Rate Only |  | 0
L820 | Height 1- 1.5m | nr | 4 |  | 0
L830 | Height 1.5 - 2m | nr | Rate Only |  | 0
STRUCTURAL METALWORK
Fabrication and erection of rolled steel section pipe bridge including all earthworks, reinforced concrete abuttments and anchoraging complete as shown on drawings to the following spans.
M999.1 | Span not exceeding 10m | nr | 1 |  | 0
M999.2 | Span 10 -15m | nr | Rate Only
M999.3 | Span 15 - 20m | nr | 1 |  | 0
M999.4 | Span 20 - 25m | nr | Rate Only
M999.5 | Span 25 -30m | nr | Rate Only
M999.6 | Span 30 - 35m | nr | Rate Only
M999.7 | Span 35 - 40m | nr | Rate Only
M999.8 | Span 40 - 50m | nr | 0 |  | 0
Carried to Collection |  |  |  |  | 0
TRANSMISSION MAIN
Summary Page
| Page 1 of 4 |  |  |  | 0
| Page 2 of 4 |  |  |  | 0
| Page 3 of 4 |  |  |  | 0
Carried to Summary |  |  |  |  | 0

## Bill 9.2 - Ndaapi Tank
MINISTRY OF WATER AND ENVIRONMENT
LOT 3 CONSTRUCTION OF ENYAU (INTAKE, WATER TREATMENT PLANT, OTUMBARI, NDAAPI AND MVEPI3) WATER SUPPLY & SANITATION SYSTEM
CONTRACT No. MWE/ WRKS/…..
BILL No. 9.2: 69m³ Ndaapi Tank 5
Item Nr. | Description | Unit | Quantity | Rate (USh) | Amount (USh)
The relevant drawing is ENY_RSV_NDP_005 including references made there- in to other drawings
DEMOLITION AND SITE CLEARANCE
General Site Clearance
D100 | General site clearance for works | ha | 0.1 |  | 0
Trees
D210 | Girth 500 mm-1 m | nr | 3 |  | 0
EARTHWORKS
Excavation for foundations
Topsoil
E312 | Strip top soil, depth not exceeding 0.5 m and set aside for re-use | m³ | 14.9 |  | 0
Excavation for foundations; commencing surface is the stripped ground level
E323 | Depth 0.5 - 1 m | m³ | 14.9 |  | 0
E324 | Depth 1 - 2 m | m³ | 29 |  | 0
Excavation of rock; commencing surface is the stripped ground level
E334 | Depth 1 - 2 m | m³ | 2 |  | 0
Excavation Ancillaries
Disposal to satisfaction of Project Manager
| Topsoil | m³ | 11.92 |  | 0
E531 | Excavated Material | m³ | 5.96 |  | 0
E533 | Rock | m³ | 1 |  | 0
Filling
E614 | To structures; selected excavated material | m³ | 8.94 |  | 0
E631 | General; excavated topsoil | m³ | 2.98 |  | 0
Landscaping
E810 | Preparation of the surfaces and planting of approved lawn grass | m² | 425 |  | 0
IN-SITU CONCRETE
Provision of Concrete
Designed mix to BS EN 1992, with ordinary Portland cement to UNBS US 310:2002, aggregate to BS 882, for the following mixes
F122 | Strength C12/15, 20mm aggregate | m³ | 2 |  | 0
F141 | Strength C20/25, 10mm aggregate | m³ | 9 |  | 0
F172 | Strength C30/37, 10mm aggregate | m³ | 1.2 |  | 0
Placing Mass Concrete
Blinding
F611 | Thickness 75mm | m³ | 2 |  | 0
IN-SITU CONCRETE
Placing Reinforced Concrete
Bases
F722 | Concrete tank base; thickness 300mm | m³ | 2 |  | 0
F724 | Steel tank bases; thickness 500-750 mm | m³ | 9 |  | 0
Walls
F742 | Tank stub walls; thickness 250mm | m³ | 0 |  | 0
F743 | Concrete tank wall; thickness 350mm | m³ | 0 |  | 0
Columns and piers
F752 | Concrete columns 0.09m2 cross-sectional area | m³ | 1.2 |  | 0
F754 | Tank support piers; 0.56m2 cross-section area | m³ | 0 |  | 0
Carried to Collection |  |  |  |  | 0
CONCRETE ANCILLARIES
Formwork
G315 | Class S3; plane horizontal width exceeding 1.2m | m² | 0 |  | 0
G343 | Class S2 finish; Plane vertical width 0.3 m | m² | 17.6 |  | 0
For components of constant cross-section
Class S3 finish
G381 | Beams; 300 x 200mm wide | m | 13.6 |  | 0
G382.1 | Stub Columns; 500 x 500mm square | m | 4.8 |  | 0
G383.1 | Walls; 300mm thick | m | 0 |  | 0
Class S2 finish
G382.2 | Stub walls; 1.5m height; 200mm thick | m | 0 |  | 0
Reinforcement
G529 | High yield ribbed cold formed bars to BS EN 1992 and EN 10080; characteristic strength 500 MPa; nominal size 8 -16mm | t | 0.61 |  | 0
Joints
G621 | Sliding joint between wall and roof; width 0.35 m | m² | 0 |  | 0
G652 | Plastic waterstops of PVC to BS 903; width 300 mm | m | 0 |  | 0
Concrete Accessories
Finishing of top surfaces
G811 | Class U1 to steel tank bases | m² | 27 |  | 0
G813 | Class U3 to concrete tank floor, stub columns and stub walls | m² | 0 |  | 0
PIPEWORK - PIPES
Ductile iron pipe fittings to BS EN 545; PN16 flanges to BS 4504; cement mortar lined and epoxy coated
Not in trench
I321.1 | DN80 | m | 32 |  | 0
In trench depth not exceeding 1.5m
I312 | DN80 | m | 20 |  | 0
uPVC pressure pipes to BS 3505, with flexible joints to BS 4346 all to PN16, laid in trench to depth not exceeding 1.5m for the following pipe sizes
I512 | OD160 mm | m | 20 |  | 0
uPVC drain pipes to BS 5481, with flexible joints to BS 4346 or BS 6209, laid in trench to depth not exceeding 1.5m for the following pipe sizes
I522 | OD300 mm | m | 0 |  | 0
PIPEWORK - FITTINGS AND VALVES
Ductile iron pipe fittings to BS EN 545; PN16 flanges to BS 4504; cement mortar lined and epoxy coated
Flanged 90o bends
J311.1 | DN80 | nr | 1 |  | 0
J311.2 | DN100 | nr | 3 |  | 0
J311.3 | DN80 duckfoot | nr | 1 |  | 0
J311.4 | DN100 duckfoot | nr | 3 |  | 0
Flanged tees
J321 | DN100 x 100 | nr | 1 |  | 0
Tapers
J332 | DN250 x 200 | nr | 0 |  | 0
Carried to Collection |  |  |  |  | 0
Detachable Coupling or similar, wide range coupling to fit all pipe spigots to PN 10, and of the following sizes
J342.1 | 80 mm ND | nr | 4 |  | 0
J342.2 | 100 mm ND | nr | 4 |  | 0
Stepped couplings; DI to PVC
J351.1 | DN100/ OD110 | nr | Rate Only |  | 0
J351.2 | DN200/ OD225 | nr | Rate Only |  | 0
J352.1 | DN250/ OD250 | nr | Rate Only |  | 0
Flange Adaptors; maxi type
J351.3 | DN80 | nr | 1 |  | 0
J351.4 | DN100 | nr | 1 |  | 0
Flanged bellmouth to ISO 2531, flanges to ISO 2441, of the following sizes all to PN 10
J372 | 100 mm ND | nr | 1 |  | 0
Straight specials; double flanged pipe - pipe lengths to be confirmed BEFORE placing of orders
J381.1 | 80 mm ND, length not exceeding 0.2m Long | nr | 1 |  | 0
J381.2 | 80 mm ND, length not exceeding 0.3m Long | nr | 1 |  | 0
J381.3 | 80 mm ND, length not exceeding 6.0m Long | nr | 2 |  | 0
J381.4 | 100 mm ND, length not exceeding 0.2m Long | nr | 2 |  | 0
J381.5 | 100 mm ND, length not exceeding 0.3m Long | nr | 1 |  | 0
J381.6 | 100 mm ND, length not exceeding 6.0m Long | nr | 3 |  | 0
Strainer
Flanged outlet pipe strainer, to BS 4772, flanges to BS 4504, all to PN 10, cement mortar lined, and of the following sizes
J491 | 80 mm ND | nr | 1 |  | 0
Cast Iron gate valves to BS 5150 with PN 16 flanges to BS 4505; hand operated
J811.1 | DN80 | nr | 1 |  | 0
J811.2 | DN100 | nr | 1 |  | 0
Bulk Flow Meter complete with strainers
Woltman-type dry dial water meter as specified including pipe fittings, strainer and valves and as shown in drawings
J991.2 | DN80 | nr | 1 |  | 0
PIPEWORK - MANHOLES AND PIPEWORK ANCILLARIES
In-situ Concrete chambers
Bulk meter chamber including cover and access
K231 | 2 x 2 x 1.5m deep | nr | 1 |  | 0
K231.3 | Washout Outfall structure as shown on drawings | nr | 1 |  | 0
K251 | Valve surface box for DN 100 - DN 300 valves, with lockable cover; depth not exceeding 1.5m | nr | 1 |  | 0
K453 | Grouted stone pitched lined rectangular section drain; cross section area 0.5-0.75m2 | m | 30 |  | 0
Carried to Collection |  |  |  |  | 0
MISCELLANEOUS METAL WORK
N199 | 18m structural steel support tower to match 69m3 tank supplied in Item N287 | sum | 1 |  | 0
Cold Pressed Sectional Steel tanks of 1.22m plates to BS 1564 Type 2 complete with external flanges, cover and raised inlet, all as specified and as shown on drawings including internal pipe fittings. Support tower measured separately.
N287 | Ndaapi capacity 69m3 (5 x 4 x 2 plates high) installed on 15m tower above ground | nr | 1 |  | 0
ROADS AND PAVINGS
Road Base and wearing course
Shape road surface and parking area by grading to camber and crossfall with a motor grader
R111 | Depth not exceeding 200 mm | m² | 120 |  | 0
Provide, transport up to site, spread, shape, stabilise and compact to atleast 95% MDD AASHTO approved gravel material for flexible base and wearing course, of the following thickness
R112 | Depth 250-300 mm | m3 | 45 |  | 0
Walkways
R912 | Concrete paved walkway; include sand bedding, earthworks and edge protection | m² | 20 |  | 0
MISCELLANEOUS WORKS
Fences
X135 | 100x100mm Concrete post of C25 concrete and wire galvanised wire chain link fence of gauge 10 to BS 1722, with triple row of barbed wire on top, anchored into blockwork dwarf wall as per drawings, height 2-2.5 m | m | 90 |  | 0
Gates
X235 | Metal vehicular access gate 3m wide complete with 1m side pedestrain entry gate all anchored in C25 reinforced concrete columns and pad foundations, painted to Project Manager's approval | nr | 1 |  | 0
Carried to Collection |  |  |  |  | 0
COLLECTION
Summary Page
| Page 1 of 5 |  |  |  | 0
| Page 2 of 5 |  |  |  | 0
| Page 3 of 5 |  |  |  | 0
| Page 4 of 5 |  |  |  | 0
Carried to Summary |  |  |  |  | 0

## Bill 9.3- Ndaapi Dist
MINISTRY OF WATER AND ENVIRONMENT
LOT 3 CONSTRUCTION OF ENYAU (INTAKE, WATER TREATMENT PLANT, OTUMBARI, NDAAPI AND MVEPI3) WATER SUPPLY & SANITATION SYSTEM
CONTRACT No. MWE/ WRKS/…..
BILL No. 9.3: Ndaapi Tank Distribution Network & Service Connections
Item Nr. | Description | Unit | Quantity | Rate (USh) | Amount (USh)
Preamble:
The quantities in this bill are mostly PROVISIONAL to be determined by the Project Manager on the basis of consumer demand
DEMOLITION AND SITE CLEARANCE
General Site Clearance
D100 | General site clearance for pipe route | ha | 1.2 |  | 0
Trees
D210 | Girth 500 mm-1 m | nr | 2 |  | 0
Stumps
D310 | Diameter 150-500 mm | nr | 2 |  | 0
D320 | Diameter 500 mm -1 m | nr | 0 |  | 0
PIPEWORK - PIPES
uPVC/HDPE pressure pipes to UNBS US 264: 2000 and DIN 8062 with integral rubber ring socket joints laid in trenches
OD 110 PN 10
I512.1 | Depth not exceeding 1.5m | m | Rate Only
I513.1 | Depth 1.5-2m | m | Rate Only
OD160 to PN 10
I512.2 | Depth not exceeding 1.5m | m | Rate Only
I513.2 | Depth 1.5-2m | m | Rate Only
OD160 to PN 16
I512.3 | Depth not exceeding 1.5m | m | Rate Only
I513.3 | Depth 1.5-2m | m | Rate Only
OD 200 PN 10
I522 | Depth not exceeding 1.5m | m | Rate Only
I523 | Depth 1.5-2m | m | Rate Only
OD 250 PN 10
I532 | Depth not exceeding 1.5m | m | Rate Only
I533 | Depth 1.5-2m | m | Rate Only
High density polyethylene pipes to UNBS US 482: 2003 and DIN 8074 laid in trench; depth not exceeding 1.5 m; rate to include selected excavated backfill
I712.1 | OD90, PN 16 | m | Rate Only
I712.2 | OD90, PN 10 | m | 300 |  | 0
I712.3 | OD75, PN 10 | m | 200 |  | 0
I712.4 | OD63, PN 10 | m | 500 |  | 0
I712.5 | OD50, PN 10 | m | 500 |  | 0
I712.6 | OD40, PN 10 | m | Rate Only
I712.7 | OD32, PN 10 | m | Rate Only
I712.8 | OD25, PN 16, service pipes | m | 1000 |  | 0
I712.9 | OD20, PN 16, service pipes | m | Rate Only
Carried to Collection |  |  |  |  | 0
PIPEWORK-FITTINGS AND VALVES
Steel pipe fittings; flanges to PN 16; in trenches not exceeding 1.5 m
Viking Johnson stepped couplings as Maxistep
J441.3 | DN100 x OD63 | nr | Rate Only
J441.4 | DN100 x OD 75 | nr | Rate Only
J441.5 | DN100 x OD100 | nr | Rate Only
J441.6 | DN150 x OD100 | nr | Rate Only
J441.7 | OD200 x OD 150 | nr | Rate Only
Viking Johnson Flanged adaptors as Aquafast to PN10
J451.1 | OD75 | nr | 1 |  | 0
J451.2 | OD90 | nr | 1 |  | 0
J451.3 | OD110 | nr | Rate Only
J451.4 | OD125 | nr | Rate Only
J451.5 | OD160 | nr | Rate Only
J451.6 | OD200 | nr | Rate Only
End caps
J491.1 | OD110 | nr | Rate Only
J491.2 | OD150 | nr | Rate Only
PN 16 HDPE compression pipe fittings to DIN 8074/ BS 5114
Equal elbows
J611.1 | OD63 | nr | 1 |  | 0
J611.2 | OD50 | nr | 1 |  | 0
J611.3 | OD40 | nr | Rate Only
J611.4 | OD32 | nr | 1 |  | 0
Equal tees
J621.1 | OD63 | nr | 1 |  | 0
J621.2 | OD50 | nr | 1 |  | 0
J621.3 | OD40 | nr | Rate Only
J621.4 | OD32 | nr | 1 |  | 0
Reducing coupler
J631.1 | OD63 x 50 | nr | 2 |  | 0
J631.2 | OD50 x 40 | nr | 2 |  | 0
J631.3 | OD40 x 32 | nr | Rate Only
J631.4 | OD32 x 25 | nr | 3 |  | 0
End caps
J691.1 | OD90 | nr | 1 |  | 0
J691.2 | OD75 | nr | 1 |  | 0
J691.3 | OD63 | nr | 1 |  | 0
J691.4 | OD50 | nr | 1 |  | 0
J691.5 | OD40 | nr | Rate Only
J691.6 | OD32 | nr | 5 |  | 0
Valves and Penstocks
Cast Iron gate valves to BS EN 1171 with PN 16 flanges to BS 4505; with T-key length not exceeding 1.5 m
J811.1 | DN75 | nr | 1 |  | 0
J811.2 | DN90 | nr | 1 |  | 0
J811.3 | DN100 | nr | Rate Only
J811.4 | DN125 | nr | Rate Only
J811.5 | DN150 | nr | Rate Only
J811.6 | DN200 | nr | Rate Only
Carried to Collection |  |  |  |  | 0
Circular Flap Valve to washouts; PN 10 flanges
J891.1 | DN100 | nr | Rate Only
J891.2 | Fire hydrants to BS 750 Type 2 | nr | Rate Only
PIPEWORK-MANHOLES AND PIPEWORK ANCILLARIES
In situ Concrete Chambers; depth not exceeding 1.5 m
K231.1 | Washout chamber as shown on drawings | nr | Rate Only
K231.2 | Washout outfall structure as shown on drawings | nr | Rate Only
K231.3 | Valve surface box as shown on drawings, complete | nr | 2 |  | 0
Stone-pitched trapezoidal ditches
K492 | Cross-sectional area 0.5 - 0.75 m2 | m | 5 |  | 0
K493 | Cross-sectional area 0.25 - 0.5 m2 | m | 5 |  | 0
Crossings; pipe not exceeding 300 mm
K611 | Streams; width 1 - 3 m | nr | Rate Only
K641 | Hedges | nr | 2
K661 | Fences | nr | 2 |  | 0
Breaking up, temporary and permanent reinstatement; pipe not exceeding 300 mm
K731.1 | Gravel roads | m | 14 |  | 0
K731.2 | Double seal bitumen surfaced roads | m | Rate Only
K799.1 | Mass concrete | m | Rate Only
K799.2 | Stone-pitched lined drains | m | 2 |  | 0
Other pipework ancillaries
K820.1 | Marker Posts to Washouts | nr | Rate Only
K820.2 | Pipe Marker Posts | nr | 1 |  | 0
Service connections
DN20 (½") connection to the following mains comprising saddle clamp and screwdown swivel ferrule with compression outlet for HDPE complete [PROVISIONAL ITEMS]
K861.1 | OD160 | nr | Rate Only
K861.3 | OD125 | nr | Rate Only
K861.4 | OD110 | nr | Rate Only
K861.5 | OD90 | nr | Rate Only
K861.6 | OD75 | nr | Rate Only
K861.7 | OD63 | nr | Rate Only
K861.8 | OD50 | nr | Rate Only
DN25 (¾") connection to the following mains comprising saddle clamp and screwdown swivel ferrule with compression outlet for HDPE complete [PROVISIONAL ITEMS]
K861.10 | OD160 | nr | 0 |  | 0
K861.12 | OD125 | nr | Rate Only
K861.13 | OD110 | nr | Rate Only
K861.14 | OD90 | nr | Rate Only
K861.15 | OD75 | nr | Rate Only
K861.16 | OD63 | nr | Rate Only
K861.17 | OD50 | nr | Rate Only
Carried to Collection |  |  |  |  | 0
Water supply installations as detailed on drawings
K899.1 | Yard Tap complete as drawing including galvanized iron pipe and fittings, brass stop cock, lockable tap and domestic water meter [PROVISIONAL ITEM] | nr | 0 |  | 0
K899.2 | Double tap Stand Post complete as drawing including galvanized iron pipe and fittings, brass stop cock, lockable steel meter protection box, taps and domestic water meter, concrete headwall and slab with rock-filled soak-pit | nr | 10 |  | 0
PIPEWORK-SUPPORTS AND PROTECTION, ANCILLARIES TO LAYING AND EXCAVATION
Extras to excavation and backfilling
L111 | Excavation of rock in pipe trenches | m³ | 5 |  | 0
L118 | Excavation of natural material below Final Surface and backfilling with imported granular material in pipe trenches | m³ | 10 |  | 0
Surrounds; pipe not exceeding 200 mm
L531 | Imported granular material | m | 20 |  | 0
L541 | Mass concrete | m | 10 |  | 0
Mass Concrete C15 Thrust Blocks; pipe bore not exceeding 200mm
L721 | Volume 0.1 - 0.2 m³ | nr | 1 |  | 0
Steel pipe sleeves to PVC/HPDE pipes
L991.1 | DN125 pipe sleeve | m | Rate Only
L991.2 | DN200 pipe sleeve | m | Rate Only
STRUCTURAL METALWORK
Fabrication and erection of rolled steel section pipe bridge including all earthworks, reinforced concrete abuttments and anchoraging complete as shown on drawings to the following spans.
M999.1 | Span not exceeding 10m | nr | 1 |  | 0
M999.2 | Span 10 -15m | nr | Rate Only
M999.3 | Span 15 - 20m | nr | 1 |  | 0
Carried to Collection |  |  |  |  | 0
PRIMARY DISTRIBUTION PIPEWORK
Summary Page
| Page 1 of 5 |  |  |  | 0
| Page 2 of 5 |  |  |  | 0
| Page 3 of 5 |  |  |  | 0
| Page 4 of 5 |  |  |  | 0
Carried to Summary |  |  |  |  | 0

## Bill 9.4- Ndaapi M&E
MINISTRY OF WATER AND ENVIRONMENT
LOT 3 CONSTRUCTION OF ENYAU (INTAKE, WATER TREATMENT PLANT, OTUMBARI, NDAAPI AND MVEPI3) WATER SUPPLY & SANITATION SYSTEM
CONTRACT No. MWE/WRKS/ …...
BILL No. 9.4: PUMPED SUPPLY NDAAPI TANK ELECTRO - MECHANICAL INSTALLATIONS
ITEM NO. | DESCRIPTION | UNIT | QUANTITY | RATE(Ushs) | AMOUNT(Ushs)
SOLAR PUMPS
Q=19m3/Hr. TDH=89m
ME01 | High lift pumps feeding Omugo Tank: 3x415V 50Hz pump with motor rating 7.5kW AC 11kW DC hybrid non-self-priming vertical multi-stage in-line centrifugal surface solar pump delivering 19m3/Hr. at a TDH of 60m in cast iron housing and stainless steel components connected in 2No. parallel formation for the whole system to deliver 19m3 at TDH of 60metres with 1 pump running and 1 pump in standby complete with with all accessories as GRUNDFOS or approved equivalent | No. | 2 |  | 0
ME02 | Pump controller comprising for pump 11kW 3x415 inverter and the following switching, operations, control and protection features: | No | 1 |  | 0
- Maximum power point capabilities trucking
- Motor soft starting and full motor protection against over/under voltage, overcurrent, phase loss, system overload and module over temperature.
- Hybrid capability with option of DC solar power or AC generator power input
- Dry running switch
- LCD display interface of operating parameters and historical data.
Complete with all accessories and of proprietary manufacture as GRUNDFOS Cat. No. SV3/11T or approved equivalent.
SOLAR ARRAYS
ME03 | For High lift pumps feeding Omugo Tank: 200W 24V solar crystalline photo voltaic module connected for each pump in a 3 x 118 module series string paralleled formation to give a controller nominal input voltage of 801V as Dayliff Cat. No. TPS2200 or approved equivalent. | No | 51 |  | 0
ARRAY SUPPORT STRUCTURES
ME04 | Solar panel support structure for 18No. panels for the high lift pumps feeding tank at Omugo: 20o sloping roof structure fabricated in corrosion proof G550 galvanised steel profiles and stainless bolts and nuts and secured in concrete filled sleeves. (Assumed maximum weight 270Kg, wind loading 100m/s) for the high lift pumps | No. | 3 |  | 0
ME05 | Wire solar arrays for Omugo (54 modules) 1x4mm2 UV copper cables in between the modules and to the controller | m | 60 |  | 0
ME06 | Wire high lift pumps in 4x4mm2 UV copper cables from the controllers to the 2No high lift pumps,omplete with all accessories | m | 30 |  | 0
| ALARM SYSTEM | Item | 1 |  | 0
EARTHING
ME07 | Earthing the solar arrays comprising 1No. 300mmx300mmx 450mm deep precast concrete inspection manhole, 100 metres of 70mm2 bare flexible copper cable, 5No. earth electrodes (D> 19 mm, L = 1.5m) and any other necessary material or components to achieve an earth resistance of < 5 Ohm. All metal structural components and electrical enclosures, such as PV module frames, mounting racks, and generator cases are to be interconnected | Item | 1 |  | 0
Lightning Protection
ME08 | Air terminal at solar arrays | No | 20 |  | 0
ME09 | 25mmx3mm copper tape at the pump house complete with fixations | m | 150 |  | 0
ME10 | 300mm x 300m x 450mm manhole (2No. for arrays) | No | 4 |  | 0
ME11 | Allow a provisional sum of UGx. 2,000,000 for Ground Enhancing Materials that may be required at the pumphouse and arrays | Item | 1 |  | 0
ME12 | Allow for testing and commissioning the completed solar water pumping equipment | Item | 1 |  | 0
ME13 | 3 hard copy and 1 soft copy of as built drawing | Item | 1 |  | 0
ME14 | 1 set of equipment catalogues | Item | 1 |  | 0
ME15 | 1 set of operations and maintenance manual | Item | 1 |  | 0
ME16 | 3-year warranty for major equipment | Item | 1 |  | 0
ME17 | Spare parts – Specify, quantify and price on a separate sheet attached and insert total herein | Item | 1 |  | 0
Carried to Summary |  |  |  |  | 0
SPARE PARTS

## B 10.1- Pump to Tank1
MINISTRY OF WATER AND ENVIRONMENT
LOT 3 CONSTRUCTION OF ENYAU (INTAKE, WATER TREATMENT PLANT, OTUMBARI, NDAAPI AND MVEPI3) WATER SUPPLY & SANITATION SYSTEM
CONTRACT No. MWE/ WRKS/…..
BILL No. 10.1: Pumping Main 2: WTP to Tank 1
Item Nr. | Description | Unit | Quantity | Rate (USh) | Amount (USh)
DEMOLITION AND SITE CLEARANCE
General Site Clearance
D100 | General site clearance for pipe trench | ha | 3.2 |  | 0
Trees
D210 | Girth 500 mm-1 m | nr | 2 |  | 0
Stumps
D310 | Diameter 150-500 mm | nr | 2 |  | 0
PIPEWORK-PIPES
Steel pipes PN10 to BS EN 525; spigot and socket joints
Not in trenches
I411 | DN150 | m | Rate Only
I431 | DN300 support above ground | m | Rate Only
In trenches depths as follows:
I422.1 | DN300 depth not exceeding 1.5m | m | Rate Only
I423 | DN300; depth 1.5 - 2m | m | Rate Only
I422.2 | DN250 depth not exceeding 1.5m | m | Rate Only
I422.3 | DN200 depth not exceeding 1.5m | m | Rate Only
I422.3 | DN150 depth not exceeding 1.5m | m | Rate Only
I422.4 | DN100 depth not exceeding 1.5m | m | Rate Only
I422.5 | DN90 depth not exceeding 1.5m | m | Rate Only
uPVC pressure pipes to UNBS US 264: 2000 and DIN 8062 with integral rubber ring socket joints laid in trenches depth not exceeding 1.5m
I522.1 | OD200 PN10 | m | Rate Only
I522.2 | OD200 PN16 | m | Rate Only
I522.3 | OD160 PN10 | m | Rate Only
I522.4 | OD160 PN16 | m | Rate Only
High density polyethylene pipes to UNBS US 482: 2003 and DIN 8074 laid in trench; depth not exceeding 1.5 m; rate to include selected excavated backfill
I712.1 | OD50 PN16 | m | 8110 |  | 0
I712.2 | OD63 PN10 | m | Rate Only
I712.3 | OD90 PN20 | m | Rate Only
I712.4 | OD90 PN10 | m | Rate Only
PIPEWORK-FITTINGS AND VALVES
Steel pipe fittings to BS EN 545; in trenches depth not exceeding 1.5 m
Bends
J311 | DN100 x 90o Duckfoot | nr | Rate Only
Socketed bends
J312.1 | DN300 x 11.25o | nr | Rate Only
J312.2 | DN300 x 22.5o | nr | Rate Only
J313.1 | DN300 x 45o | nr | Rate Only
J313.2 | DN300 x 90o | nr | Rate Only
J311.1 | DN250 x 11.25o | nr | Rate Only
Carried to Collection |  |  |  |  | 0
J311.2 | DN250 x 22.5o | nr | Rate Only
J311.3 | DN250 x 45o | nr | Rate Only
J311.4 | DN250 x 90o | nr | Rate Only
J311.5 | DN200 x 22.5o | nr | Rate Only
J311.6 | DN200 x 45o | nr | Rate Only
J311.7 | DN200 x 90o | nr | Rate Only
All flanged tees; flanges to PN16
J322.1 | DN300 x 200 | nr | Rate Only
J322.2 | DN300 x 150 | nr | Rate Only
J322.3 | DN300 x 90 | nr | Rate Only
J322.4 | DN250 x 150 | nr | Rate Only
Double socket tees with flanged branches; flanges to PN16
J322.5 | DN200 x 150 | nr | Rate Only
J322.6 | DN180 x 125 | nr | Rate Only
J322.7 | DN150 x 100 | nr | Rate Only
J322.7 | DN150 x 90 | nr | Rate Only
PIPEWORK-FITTINGS AND VALVES
Valves and Penstocks
Cast Iron gate valves to BS 5150 with PN 16 flanges to BS 4505; with T-key length not exceeding 1.5 m
J811 | DN100 | nr | Rate Only
Cast iron butterfly valve to BS EN 593 with actuator and PN16 flanges to BS EN 1092; T-key operated
J843 | DN300 | nr | Rate Only
J842 | DN250 | nr | Rate Only
J861 | DN50 x 3-stage anti-surge anti-shock air valve as manufactured by Vent-o-Mat® complete with DN50 isolating valve | nr | Rate Only
J871 | DN150 Pressure reducing Valve ; PN16 | nr | Rate Only
J891 | DN100 Circular Flap Valve at washouts; PN16 flanges | nr | 2 |  | 0
PIPEWORK-MANHOLES AND PIPEWORK ANCILLARIES
Concrete Chambers; depth not exceeding 1.5m
K231.1 | Washout chamber and cover complete | nr | 2 |  | 0
K231.4 | Airvalve chamber and cover complete | nr | 2 |  | 0
Stone-pitch lined trapezoidal ditches;
K492 | Cross-sectional area 1.5-2m2 | m | 15 |  | 0
K493 | Cross-sectional area 2-3m2 | m | 10 |  | 0
Crossings; pipe less than DN300
K652 | Brick and blockwork walls | nr | 2 |  | 0
K662 | Fences; barbed wire and chainlink | nr | 2 |  | 0
Breaking up, temporary and permanent reinstatement inclusive of processing the necessary approvals from the relevant authorities
K731.1 | Gravel roads; maximum pipe size DN300 | m | 91 |  | 0
K731.2 | Bitumen surfaced roads; maximum pipe size DN300 | m | Rate Only
K742 | Concrete paving slab walkways including kerbstones | m | 20 |  | 0
Carried to Collection |  |  |  |  | 0
Reinstatement of land as directed by the Project Manager
K752.1 | Re-grassing | m | 400 |  | 0
K752.2 | Planting trees | nr | 8 |  | 0
K799 | Concrete-lined drains | m | Rate Only |  | 0
Marker posts as Dwg. ALA-ORA_SD_011
K820.1 | Marker posts | nr | 4 |  | 0
K820.2 | Pipe markers | nr | 2 |  | 0
K899.1 | Washout outfall structures complete as Dwg. ALA-ORA_SD_005 | nr | 2 |  | 0
PIPEWORK - SUPPORTS AND PROTECTION, ANCILLARIES TO LAYING AND EXCAVATION
Extras to excavation and backfilling; excavation of rock
L111 | In pipe trenches | m3 | 48 |  | 0
L121 | In chambers | m3 | Rate Only |  | 0
Special pipe laying methods; pipe jacking/ horizontal directional drilling
L231 | Norminal bore DN300mm; for 1Nr. Road crossing. | m | Rate Only |  | 0
Surrounds as Dwg ALA-ORA_SD_010
L 5 3 4 | Imported granular material | m | 81 |  | 0
Class 20/20 mass concrete thrust blocks
L731 | Volume 0.2-0.5m3 | nr | Rate Only |  | 0
L741 | Volume 0.5-1m3 | nr | Rate Only |  | 0
L753.1 | Volume 1 - 2m3 | nr | Rate Only |  | 0
Standard pipe supports in C25/20 reinforced concrete
Reinforced concrete pipe supports, class 25, as in drawing ALA-ORA_SD_011, complete including foudation bases, bolts and nuts, murram backfill, pipe diameter not exceeding 500mm and of the following heights above ground:-
L810 | Height not exceeding 1 m | nr | Rate Only |  | 0
L820 | Height 1- 1.5m | nr | Rate Only |  | 0
L830 | Height 1.5 - 2m | nr | Rate Only |  | 0
STRUCTURAL METALWORK
Fabrication and erection of rolled steel section pipe bridge including all earthworks, reinforced concrete abuttments and anchoraging complete as shown on drawings to the following spans.
M999.1 | Span not exceeding 10m | nr | Rate Only |  | 0
M999.2 | Span 10 -15m | nr | Rate Only |  | 0
M999.3 | Span 15 - 20m | nr | Rate Only |  | 0
M999.4 | Span 20 - 25m | nr | Rate Only |  | 0
M999.5 | Span 25 -30m | nr | Rate Only |  | 0
M999.6 | Span 30 - 35m | nr | Rate Only |  | 0
M999.7 | Span 35 - 40m | nr | Rate Only |  | 0
M999.8 | Span 40 - 50m | nr | Rate Only |  | 0
Carried to Collection |  |  |  |  | 0
TRANSMISSION MAINS
Summary Page
| Page 1 of 4 |  |  |  | 0
| Page 2 of 4 |  |  |  | 0
| Page 3 of 4 |  |  |  | 0
Carried to Summary |  |  |  |  | 0

## Bill 10.2 - Tank 1
MINISTRY OF WATER AND ENVIRONMENT
LOT 3 CONSTRUCTION OF ENYAU (INTAKE, WATER TREATMENT PLANT, OTUMBARI, NDAAPI AND MVEPI3) WATER SUPPLY & SANITATION SYSTEM
CONTRACT No. MWE/ WRKS/…..
BILL No. 10.2: 15m³ TANK 1
Item Nr. | Description | Unit | Quantity | Rate (USh) | Amount (USh)
The relevant drawing is ENY_RSV_MVP_001 including references made there- in to other drawings
DEMOLITION AND SITE CLEARANCE
General Site Clearance
D100 | General site clearance for works | ha | 0.1 |  | 0
Trees
D210 | Girth 500 mm-1 m | nr | 2 |  | 0
EARTHWORKS
Excavation for foundations
Topsoil
E312 | Strip top soil, depth not exceeding 0.5 m and set aside for re-use | m³ | 8 |  | 0
Excavation for foundations; commencing surface is the stripped ground level
E323 | Depth 0.5 - 1 m | m³ | 8 |  | 0
E324 | Depth 1 - 2 m | m³ | 16 |  | 0
Excavation of rock; commencing surface is the stripped ground level
E334 | Depth 1 - 2 m | m³ | 2 |  | 0
Excavation Ancillaries
Disposal to satisfaction of Project Manager
| Topsoil | m³ | 6.4 |  | 0
E531 | Excavated Material | m³ | 3.2 |  | 0
E533 | Rock | m³ | 1 |  | 0
Filling
E614 | To structures; selected excavated material | m³ | 4.8 |  | 0
E631 | General; excavated topsoil | m³ | 1.6 |  | 0
Landscaping
E810 | Preparation of the surfaces and planting of approved lawn grass | m² | 210 |  | 0
IN-SITU CONCRETE
Provision of Concrete
Designed mix to BS EN 1992, with ordinary Portland cement to UNBS US 310:2002, aggregate to BS 882, for the following mixes
F122 | Strength C12/15, 20mm aggregate | m³ | 1.2 |  | 0
F141 | Strength C20/25, 10mm aggregate | m³ | 8 |  | 0
F172 | Strength C30/37, 10mm aggregate | m³ | 2 |  | 0
Placing Mass Concrete
Blinding
F611 | Thickness 75mm | m³ | 1.2 |  | 0
IN-SITU CONCRETE
Placing Reinforced Concrete
Bases
F722 | Concrete tank base; thickness 300mm | m³ | 1.2 |  | 0
F724 | Steel tank bases; thickness 500-750 mm | m³ | 8 |  | 0
Walls
F742 | Tank stub walls; thickness 250mm | m³ | 0 |  | 0
F743 | Concrete tank wall; thickness 350mm | m³ | 0 |  | 0
Columns and piers
F752 | Concrete columns 0.09m2 cross-sectional area | m³ | 2 |  | 0
F754 | Tank support piers; 0.56m2 cross-section area | m³ | 0 |  | 0
Carried to Collection |  |  |  |  | 0
CONCRETE ANCILLARIES
Formwork
G315 | Class S3; plane horizontal width exceeding 1.2m | m² | 0 |  | 0
G343 | Class S2 finish; Plane vertical width 0.3 m | m² | 17.6 |  | 0
For components of constant cross-section
Class S3 finish
G381 | Beams; 300 x 200mm wide | m | 9.8 |  | 0
G382.1 | Stub Columns; 500 x 500mm square | m | 4.8 |  | 0
G383.1 | Walls; 300mm thick | m | 0 |  | 0
Class S2 finish
G382.2 | Stub walls; 1.5m height; 200mm thick | m | 0 |  | 0
Reinforcement
G529 | High yield ribbed cold formed bars to BS EN 1992 and EN 10080; characteristic strength 500 MPa; nominal size 8 -16mm | t | 0.56 |  | 0
Joints
G621 | Sliding joint between wall and roof; width 0.35 m | m² | 0 |  | 0
G652 | Plastic waterstops of PVC to BS 903; width 300 mm | m | 0 |  | 0
Concrete Accessories
Finishing of top surfaces
G811 | Class U1 to steel tank bases | m² | 0 |  | 0
G813 | Class U3 to concrete tank floor, stub columns and stub walls | m² | 4 |  | 0
PIPEWORK - PIPES
Ductile iron pipe fittings to BS EN 545; PN16 flanges to BS 4504; cement mortar lined and epoxy coated
Not in trench
I321.1 | DN150 | m | 20 |  | 0
In trench depth not exceeding 1.5m
I312 | DN200 | m | 20 |  | 0
uPVC pressure pipes to BS 3505, with flexible joints to BS 4346 all to PN16, laid in trench to depth not exceeding 1.5m for the following pipe sizes
I512 | OD200 mm | m | 20 |  | 0
uPVC drain pipes to BS 5481, with flexible joints to BS 4346 or BS 6209, laid in trench to depth not exceeding 1.5m for the following pipe sizes
I522 | OD300 mm | m | Rate Only |  | 0
PIPEWORK - FITTINGS AND VALVES
Ductile iron pipe fittings to BS EN 545; PN16 flanges to BS 4504; cement mortar lined and epoxy coated
Flanged 90o bends
J311.1 | DN40 | nr | 2 |  | 0
J311.2 | DN50 | nr | 1 |  | 0
J311.3 | DN100 | nr | 3 |  | 0
J311.4 | DN40 duckfoot | nr | 1 |  | 0
J311.5 | DN50 duckfoot | nr | 1 |  | 0
J311.6 | DN100 duckfoot | nr | 1 |  | 0
Flanged tees
J321 | DN100 x 100 | nr | 1 |  | 0
Tapers
J332 | DN250 x 200 | nr | 0 |  | 0
Carried to Collection |  |  |  |  | 0
Detachable Coupling or similar, wide range coupling to fit all pipe spigots to PN 10, and of the following sizes
J342.1 | 40 mm ND | nr | 4 |  | 0
J342.2 | 50 mm ND | nr | 4 |  | 0
Stepped couplings; DI to PVC
J351.1 | DN100/ OD110 | nr | Rate Only |  | 0
J351.2 | DN200/ OD225 | nr | Rate Only |  | 0
J352.1 | DN250/ OD250 | nr | Rate Only |  | 0
Flange Adaptors; maxi type
J351.3 | DN150 | nr | Rate Only |  | 0
J351.4 | DN200 | nr | 1 |  | 0
J352.2 | DN250 | nr | Rate Only |  | 0
Flanged bellmouth to ISO 2531, flanges to ISO 2441, of the following sizes all to PN 10
J372 | 100 mm ND | nr | 1 |  | 0
Straight specials; double flanged pipe - pipe lengths to be confirmed BEFORE placing of orders
J381.1 | 40 mm ND, length not exceeding 0.2m Long | nr | 1 |  | 0
J381.2 | 40 mm ND, length not exceeding 0.3m Long | nr | 1 |  | 0
J381.3 | 40 mm ND, length not exceeding 6.0m Long | nr | 1 |  | 0
J381.1 | 50 mm ND, length not exceeding 0.2m Long | nr | 1 |  | 0
J381.2 | 50 mm ND, length not exceeding 0.3m Long | nr | 1 |  | 0
J381.3 | 50 mm ND, length not exceeding 6.0m Long | nr | 1 |  | 0
J381.4 | 100 mm ND, length not exceeding 0.2m Long | nr | 1 |  | 0
J381.5 | 100 mm ND, length not exceeding 0.3m Long | nr | 1 |  | 0
J381.6 | 100 mm ND, length not exceeding 6.0m Long | nr | 2 |  | 0
Strainer
Flanged outlet pipe strainer, to BS 4772, flanges to BS 4504, all to PN 10, cement mortar lined, and of the following sizes
J491 | 200 mm ND | nr | 1 |  | 0
Cast Iron gate valves to BS 5150 with PN 16 flanges to BS 4505; hand operated
J811.1 | DN40 | nr | 1 |  | 0
J811.2 | DN50 | nr | 1 |  | 0
J811.3 | DN100 | nr | 1 |  | 0
Bulk Flow Meter complete with strainers
Woltman-type dry dial water meter as specified including pipe fittings, strainer and valves and as shown in drawings
J991.1 | DN50 | nr | 1 |  | 0
Ball Float Valves
'Flanged Balanced ball float valve, flanges to BS4505, all to PN10
J891 | 80 mm ND | nr | 1 |  | 0
In-situ Concrete chambers
Bulk meter chamber including cover and access
K231 | 2 x 2 x 1.5m deep | nr | 1 |  | 0
K231.3 | Washout Outfall structure as shown on drawings | nr | 1 |  | 0
K251 | Valve surface box for DN 100 - DN 300 valves, with lockable cover; depth not exceeding 1.5m | nr | 1 |  | 0
K453 | Grouted stone pitched lined rectangular section drain; cross section area 0.5-0.75m2 | m | 30 |  | 0
Carried to Collection |  |  |  |  | 0
MISCELLANEOUS METAL WORK
N199 | 18m structural steel support tower to match 15m3 tank supplied in Item N287 | sum | 1 |  | 0
Cold Pressed Sectional Steel tanks of 1.22m plates to BS 1564 Type 2 complete with external flanges, cover and raised inlet, all as specified and as shown on drawings including internal pipe fittings. Support tower measured separately.
N287 | Tank capacity 15m3 (3 x 3 x 1 plates high) installed on 18m tower above ground | nr | 1 |  | 0
ROADS AND PAVINGS
Road Base and wearing course
Shape road surface and parking area by grading to camber and crossfall with a motor grader
R111 | Depth not exceeding 200 mm | m² | 120 |  | 0
Provide, transport up to site, spread, shape, stabilise and compact to atleast 95% MDD AASHTO approved gravel material for flexible base and wearing course, of the following thickness
R112 | Depth 250-300 mm | m3 | 45 |  | 0
Walkways
R912 | Concrete paved walkway; include sand bedding, earthworks and edge protection | m² | 20 |  | 0
MISCELLANEOUS WORKS
Fences
X135 | 100x100mm Concrete post of C25 concrete and wire galvanised wire chain link fence of gauge 10 to BS 1722, with triple row of barbed wire on top, anchored into blockwork dwarf wall as per drawings, height 2-2.5 m | m | 90 |  | 0
Gates
X235 | Metal vehicular access gate 3m wide complete with 1m side pedestrain entry gate all anchored in C25 reinforced concrete columns and pad foundations, painted to Project Manager's approval | nr | 1 |  | 0
Carried to Collection |  |  |  |  | 0
COLLECTION
Summary Page
| Page 1 of 5 |  |  |  | 0
| Page 2 of 5 |  |  |  | 0
| Page 3 of 5 |  |  |  | 0
| Page 4 of 5 |  |  |  | 0
Carried to Summary |  |  |  |  | 0

## Bill 10.3- Tank1 Dist
MINISTRY OF WATER AND ENVIRONMENT
LOT 3 CONSTRUCTION OF ENYAU (INTAKE, WATER TREATMENT PLANT, OTUMBARI, NDAAPI AND MVEPI) WATER SUPPLY & SANITATION SYSTEM
CONTRACT No. MWE/ WRKS/…..
BILL No. 10.3: Tank 1 Distribution Network & Service Connections
Item Nr. | Description | Unit | Quantity | Rate (USh) | Amount (USh)
Preamble:
The quantities in this bill are mostly PROVISIONAL to be determined by the Project Manager on the basis of consumer demand
DEMOLITION AND SITE CLEARANCE
General Site Clearance
D100 | General site clearance for pipe route | ha | 0.6 |  | 0
Trees
D210 | Girth 500 mm-1 m | nr | 2 |  | 0
Stumps
D310 | Diameter 150-500 mm | nr | 2 |  | 0
D320 | Diameter 500 mm -1 m | nr | Rate Only |  | 0
PIPEWORK - PIPES
uPVC/HDPE pressure pipes to UNBS US 264: 2000 and DIN 8062 with integral rubber ring socket joints laid in trenches
OD 110 PN 10
I512.1 | Depth not exceeding 1.5m | m | Rate Only |  | 0
I513.1 | Depth 1.5-2m | m | Rate Only |  | 0
OD160 to PN 10
I512.2 | Depth not exceeding 1.5m | m | Rate Only |  | 0
I513.2 | Depth 1.5-2m | m | Rate Only |  | 0
OD160 to PN 16
I512.3 | Depth not exceeding 1.5m | m | Rate Only |  | 0
I513.3 | Depth 1.5-2m | m | Rate Only |  | 0
OD 200 PN 10
I522 | Depth not exceeding 1.5m | m | Rate Only |  | 0
I523 | Depth 1.5-2m | m | Rate Only |  | 0
OD 250 PN 10
I532 | Depth not exceeding 1.5m | m | Rate Only |  | 0
I533 | Depth 1.5-2m | m | Rate Only |  | 0
High density polyethylene pipes to UNBS US 482: 2003 and DIN 8074 laid in trench; depth not exceeding 1.5 m; rate to include selected excavated backfill
I712.1 | OD90, PN 16 | m | Rate Only |  | 0
I712.2 | OD90, PN 10 | m | Rate Only |  | 0
I712.3 | OD75, PN 10 | m | Rate Only |  | 0
I712.4 | OD63, PN 10 | m | 100 |  | 0
I712.5 | OD50, PN 10 | m | 200 |  | 0
I712.6 | OD40, PN 10 | m | 300 |  | 0
I712.7 | OD32, PN 10 | m | 300 |  | 0
I712.8 | OD25, PN 16, service pipes | m | 400 |  | 0
I712.9 | OD20, PN 16, service pipes | m | 11200 |  | 0
Carried to Collection |  |  |  |  | 0
PIPEWORK-FITTINGS AND VALVES
Steel pipe fittings; flanges to PN 16; in trenches not exceeding 1.5 m
Viking Johnson stepped couplings as Maxistep
J441.3 | DN100 x OD63 | nr | Rate Only |  | 0
J441.4 | DN100 x OD 75 | nr | Rate Only |  | 0
J441.5 | DN100 x OD100 | nr | Rate Only |  | 0
J441.6 | DN150 x OD100 | nr | Rate Only |  | 0
J441.7 | OD200 x OD 150 | nr | Rate Only |  | 0
Viking Johnson Flanged adaptors as Aquafast to PN10
J451.1 | OD75 | nr | Rate Only |  | 0
J451.2 | OD90 | nr | Rate Only |  | 0
J451.3 | OD110 | nr | Rate Only |  | 0
J451.4 | OD125 | nr | Rate Only |  | 0
J451.5 | OD160 | nr | Rate Only |  | 0
J451.6 | OD200 | nr | Rate Only |  | 0
End caps
J491.1 | OD110 | nr | Rate Only |  | 0
J491.2 | OD150 | nr | Rate Only |  | 0
PN 16 HDPE compression pipe fittings to DIN 8074/ BS 5114
Equal elbows
J611.1 | OD63 | nr | 1 |  | 0
J611.2 | OD50 | nr | 1 |  | 0
J611.3 | OD40 | nr | 1 |  | 0
J611.4 | OD32 | nr | 1 |  | 0
Equal tees
J621.1 | OD63 | nr | 1 |  | 0
J621.2 | OD50 | nr | 1 |  | 0
J621.3 | OD40 | nr | 1 |  | 0
J621.4 | OD32 | nr | 1 |  | 0
Reducing coupler
J631.1 | OD63 x 50 | nr | 2 |  | 0
J631.2 | OD50 x 40 | nr | 2 |  | 0
J631.3 | OD40 x 32 | nr | 3 |  | 0
J631.4 | OD32 x 25 | nr | 3 |  | 0
End caps
J691.1 | OD90 | nr | Rate Only |  | 0
J691.2 | OD75 | nr | Rate Only |  | 0
J691.3 | OD63 | nr | 1 |  | 0
J691.4 | OD50 | nr | 1 |  | 0
J691.5 | OD40 | nr | 2 |  | 0
J691.6 | OD32 | nr | 5 |  | 0
Valves and Penstocks
Cast Iron gate valves to BS EN 1171 with PN 16 flanges to BS 4505; with T-key length not exceeding 1.5 m
J811.1 | DN75 | nr | Rate Only |  | 0
J811.2 | DN90 | nr | Rate Only |  | 0
J811.3 | DN100 | nr | Rate Only |  | 0
J811.4 | DN125 | nr | Rate Only |  | 0
J811.5 | DN150 | nr | Rate Only |  | 0
J811.6 | DN200 | nr | Rate Only |  | 0
Circular Flap Valve to washouts; PN 10 flanges
J891.1 | DN100 | nr | Rate Only |  | 0
J891.2 | Fire hydrants to BS 750 Type 2 | nr | Rate Only |  | 0
Carried to Collection |  |  |  |  | 0
PIPEWORK-MANHOLES AND PIPEWORK ANCILLARIES
In situ Concrete Chambers; depth not exceeding 1.5 m
K231.1 | Washout chamber as shown on drawings | nr | Rate Only |  | 0
K231.2 | Washout outfall structure as shown on drawings | nr | Rate Only |  | 0
K231.3 | Valve surface box as shown on drawings, complete | nr | Rate Only |  | 0
Stone-pitched trapezoidal ditches
K492 | Cross-sectional area 0.5 - 0.75 m2 | m | 5 |  | 0
K493 | Cross-sectional area 0.25 - 0.5 m2 | m | 5 |  | 0
Crossings; pipe not exceeding 300 mm
K611 | Streams; width 1 - 3 m | nr | Rate Only |  | 0
K641 | Hedges | nr | 2 |  | 0
K661 | Fences | nr | 2 |  | 0
Breaking up, temporary and permanent reinstatement; pipe not exceeding 300 mm
K731.1 | Gravel roads | m | 10 |  | 0
K731.2 | Double seal bitumen surfaced roads | m | Rate Only |  | 0
K799.1 | Mass concrete | m | Rate Only |  | 0
K799.2 | Stone-pitched lined drains | m | 2 |  | 0
Other pipework ancillaries
K820.1 | Marker Posts to Washouts | nr | Rate Only |  | 0
K820.2 | Pipe Marker Posts | nr | 1 |  | 0
Service connections
DN20 (½") connection to the following mains comprising saddle clamp and screwdown swivel ferrule with compression outlet for HDPE complete [PROVISIONAL ITEMS]
K861.1 | OD160 | nr | Rate Only |  | 0
K861.3 | OD125 | nr | Rate Only |  | 0
K861.4 | OD110 | nr | Rate Only |  | 0
K861.5 | OD90 | nr | Rate Only |  | 0
K861.6 | OD75 | nr | Rate Only |  | 0
K861.7 | OD63 | nr | 50 |  | 0
K861.8 | OD50 | nr | 60 |  | 0
DN25 (¾") connection to the following mains comprising saddle clamp and screwdown swivel ferrule with compression outlet for HDPE complete [PROVISIONAL ITEMS]
K861.10 | OD160 | nr | Rate Only |  | 0
K861.12 | OD125 | nr | Rate Only |  | 0
K861.13 | OD110 | nr | Rate Only |  | 0
K861.14 | OD90 | nr | Rate Only |  | 0
K861.15 | OD75 | nr | Rate Only |  | 0
K861.16 | OD63 | nr | 50 |  | 0
K861.17 | OD50 | nr | 64 |  | 0
Water supply installations as detailed on drawings
K899.1 | Yard Tap complete as drawing including galvanized iron pipe and fittings, brass stop cock, lockable tap and domestic water meter [PROVISIONAL ITEM] | nr | 224 |  | 0
K899.2 | Double tap Stand Post complete as drawing including galvanized iron pipe and fittings, brass stop cock, lockable steel meter protection box, taps and domestic water meter, concrete headwall and slab with rock-filled soak-pit | nr | 4 |  | 0
Carried to Collection |  |  |  |  | 0
PIPEWORK-SUPPORTS AND PROTECTION, ANCILLARIES TO LAYING AND EXCAVATION
Extras to excavation and backfilling
L111 | Excavation of rock in pipe trenches | m³ | 5 |  | 0
L118 | Excavation of natural material below Final Surface and backfilling with imported granular material in pipe trenches | m³ | 10 |  | 0
Surrounds; pipe not exceeding 200 mm
L531 | Imported granular material | m | 20 |  | 0
L541 | Mass concrete | m | 10 |  | 0
Mass Concrete C15 Thrust Blocks; pipe bore not exceeding 200mm
L721 | Volume 0.1 - 0.2 m³ | nr | 1 |  | 0
Steel pipe sleeves to PVC/HPDE pipes
L991.1 | DN125 pipe sleeve | m | 0 |  | 0
L991.2 | DN200 pipe sleeve | m | 0 |  | 0
Carried to Collection |  |  |  |  | 0
PRIMARY DISTRIBUTION PIPEWORK
Summary Page
| Page 1 of 5 |  |  |  | 0
| Page 2 of 5 |  |  |  | 0
| Page 3 of 5 |  |  |  | 0
| Page 4 of 5 |  |  |  | 0
Carried to Summary |  |  |  |  | 0

## Bill 10.4- Tank1 M&E
MINISTRY OF WATER AND ENVIRONMENT
LOT 3 CONSTRUCTION OF ENYAU (INTAKE, WATER TREATMENT PLANT, OTUMBARI, NDAAPI AND MVEPI3) WATER SUPPLY & SANITATION SYSTEM
CONTRACT No. MWE/WRKS/ …...
BILL No. 10.4: PUMPED SUPPLY TO TANK 1 ELECTRO - MECHANICAL INSTALLATIONS
ITEM NO. | DESCRIPTION | UNIT | QUANTITY | RATE(Ushs) | AMOUNT(Ushs)
SOLAR PUMPS
Q=1.0m3/Hr. TDH=107m
ME01 | High lift pumps to New Tank 1: 3x415V 50Hz pump with motor rating 1kW AC 1.2kW DC hybrid non-self-priming vertical multi-stage in-line centrifugal surface solar pump delivering 1m3/Hr. at a TDH of 110metres in cast iron housing and stainless steel components connected in 2No. parallel formation for the whole system to deliver 1m3 at TDH of 60metres with 1 pump running and 1 pump in standby complete with with all accessories as GRUNDFOS or approved equivalent | No | 2 |  | 0
ME02 | Pump controller comprising for pump 1.0kW 1x240V inverter and the following switching, operations, control and protection features: | No | 1 |  | 0
- Maximum power point capabilities trucking
- Motor soft starting and full motor protection against over/under voltage, overcurrent, phase loss, system overload and module over temperature.
- Hybrid capability with option of DC solar power or AC generator power input
- Dry running switch
- LCD display interface of operating parameters and historical data.
Complete with all accessories and of proprietary manufacture as GRUNDFOS Cat. No. SV3/2.2M or approved equivalent.
SOLAR ARRAYS
ME03 | For High lift pumps feeding New Tank 1: 200W 24V solar crystalline photo voltaic module connected for each pump in a 1 x 5 module series string formation to give a controller nominal input voltage of 223V as Dayliff Cat. No. TPS2200 or approved equivalent to power high lift pumps | No | 5 |  | 0
ARRAY SUPPORT STRUCTURES
ME04 | Solar panel support structure for 5No. panels for the high lift pumps feeding Tank 1: 20o sloping roof structure fabricated in corrosion proof G550 galvanised steel profiles and stainless bolts and nuts and secured in concrete filled sleeves. (Assumed maximum weight 75Kg, wind loading 100m/s) for the high lift pumps | No. | 1 |  | 0
ME07 | Wire solar arrays for New Tank 1 (10 modules), in 1x4mm2 UV copper cables in between the modules and to the controller | m | 6 |  | 0
ME08 | Wire high lift pumps in 4x4mm2 UV copper cables from the controllers to the 6No high lift pumps, 2No.high lift pumps complete with all accessories | m | 30 |  | 0
| ALARM SYSTEM | Item | 1 |  | 0
EARTHING
ME09 | Earthing the solar arrays comprising 1No. 300mmx300mmx 450mm deep precast concrete inspection manhole, 100 metres of 70mm2 bare flexible copper cable, 5No. earth electrodes (D> 19 mm, L = 1.5m) and any other necessary material or components to achieve an earth resistance of < 5 Ohm. All metal structural components and electrical enclosures, such as PV module frames, mounting racks, and generator cases are to be interconnected | Item | 1 |  | 0
Lightning Protection
ME10 | Air terminal at solar arrays | No | 1 |  | 0
ME11 | 25mmx3mm copper tape at the pump house complete with fixations | m | 15 |  | 0
ME12 | 300mm x 300m x 450mm manhole (2No. for arrays) | No | 4 |  | 0
ME13 | Allow a provisional sum of UGx. 2,000,000 for Ground Enhancing Materials that may be required at the pumphouse and arrays | Item | 1 |  | 0
ME14 | Allow for testing and commissioning the completed solar water pumping equipment | Item | 1 |  | 0
ME15 | 3 hard copy and 1 soft copy of as built drawing | Item | 1 |  | 0
ME16 | 1 set of equipment catalogues | Item | 1 |  | 0
ME17 | 1 set of operations and maintenance manual | Item | 1 |  | 0
ME18 | 3-year warranty for major equipment | Item | 1 |  | 0
ME19 | Spare parts – Specify, quantify and price on a separate sheet attached and insert total herein | Item | 1 |  | 0
Carried to Summary |  |  |  |  | 0
SPARE PARTS

## B 11.1 Pump to Ex Tk
MINISTRY OF WATER AND ENVIRONMENT
LOT 3 CONSTRUCTION OF ENYAU (INTAKE, WATER TREATMENT PLANT, OTUMBARI, NDAAPI AND MVEPI3) WATER SUPPLY & SANITATION SYSTEM
CONTRACT No. MWE/ WRKS/…..
BILL No. 11.1: DESCRIPTION: Pumping Main 1: WTP to Existing Tank
Item Nr. | Description | Unit | Quantity | Rate (USh) | Amount (USh)
DEMOLITION AND SITE CLEARANCE
General Site Clearance
D100 | General site clearance for pipe trench | ha | 1.6 |  | 0
Trees
D210 | Girth 500 mm-1 m | nr | 1 |  | 0
Stumps
D310 | Diameter 150-500 mm | nr | 1 |  | 0
PIPEWORK-PIPES
Steel pipes PN10 to BS EN 525; spigot and socket joints
Not in trenches
I411 | DN150 | m | Rate Only |  | 0
I431 | DN300 support above ground | m | Rate Only |  | 0
In trenches depths as follows:
I422.1 | DN300 depth not exceeding 1.5m | m | Rate Only |  | 0
I423 | DN300; depth 1.5 - 2m | m | Rate Only |  | 0
I422.2 | DN250 depth not exceeding 1.5m | m | Rate Only |  | 0
I422.3 | DN200 depth not exceeding 1.5m | m | Rate Only |  | 0
I422.3 | DN150 depth not exceeding 1.5m | m | Rate Only |  | 0
I422.4 | DN100 depth not exceeding 1.5m | m | Rate Only |  | 0
I422.5 | DN90 depth not exceeding 1.5m | m | Rate Only |  | 0
uPVC pressure pipes to UNBS US 264: 2000 and DIN 8062 with integral rubber ring socket joints laid in trenches depth not exceeding 1.5m
I522.1 | OD200 PN10 | m | Rate Only |  | 0
I522.2 | OD200 PN16 | m | Rate Only |  | 0
I522.3 | OD160 PN10 | m | Rate Only |  | 0
I522.4 | OD160 PN16 | m | Rate Only |  | 0
High density polyethylene pipes to UNBS US 482: 2003 and DIN 8074 laid in trench; depth not exceeding 1.5 m; rate to include selected excavated backfill
I712.1 | OD50 PN10 | m | Rate Only |  | 0
I712.2 | OD63 PN10 | m | Rate Only |  | 0
I712.3 | OD90 PN20 | m | Rate Only |  | 0
I712.4 | OD90 PN10 | m | 408 |  | 0
PIPEWORK-FITTINGS AND VALVES
Steel pipe fittings to BS EN 545; in trenches depth not exceeding 1.5 m
Bends
J311 | DN100 x 90o Duckfoot | nr | Rate Only |  | 0
Socketed bends
J312.1 | DN300 x 11.25o | nr | Rate Only |  | 0
J312.2 | DN300 x 22.5o | nr | Rate Only |  | 0
J313.1 | DN300 x 45o | nr | Rate Only |  | 0
J313.2 | DN300 x 90o | nr | Rate Only |  | 0
J311.1 | DN250 x 11.25o | nr | Rate Only |  | 0
Carried to Collection |  |  |  |  | 0
J311.2 | DN250 x 22.5o | nr | Rate Only |  | 0
J311.3 | DN250 x 45o | nr | Rate Only |  | 0
J311.4 | DN250 x 90o | nr | Rate Only |  | 0
J311.5 | DN200 x 22.5o | nr | Rate Only |  | 0
J311.6 | DN200 x 45o | nr | Rate Only |  | 0
J311.7 | DN200 x 90o | nr | Rate Only |  | 0
All flanged tees; flanges to PN16
J322.1 | DN300 x 200 | nr | Rate Only |  | 0
J322.2 | DN300 x 150 | nr | Rate Only |  | 0
J322.3 | DN300 x 90 | nr | Rate Only |  | 0
J322.4 | DN250 x 150 | nr | Rate Only |  | 0
Double socket tees with flanged branches; flanges to PN16
J322.5 | DN200 x 150 | nr | Rate Only |  | 0
J322.6 | DN180 x 125 | nr | Rate Only |  | 0
J322.7 | DN150 x 100 | nr | Rate Only |  | 0
J322.7 | DN150 x 90 | nr | Rate Only |  | 0
PIPEWORK-FITTINGS AND VALVES
Valves and Penstocks
Cast Iron gate valves to BS 5150 with PN 16 flanges to BS 4505; with T-key length not exceeding 1.5 m
J811 | DN100 | nr | Rate Only |  | 0
Cast iron butterfly valve to BS EN 593 with actuator and PN16 flanges to BS EN 1092; T-key operated
J843 | DN300 | nr | Rate Only |  | 0
J842 | DN250 | nr | Rate Only |  | 0
J861 | DN50 x 3-stage anti-surge anti-shock air valve as manufactured by Vent-o-Mat® complete with DN50 isolating valve | nr | Rate Only |  | 0
J871 | DN150 Pressure reducing Valve ; PN16 | nr | Rate Only |  | 0
J891 | DN100 Circular Flap Valve at washouts; PN16 flanges | nr | 1 |  | 0
PIPEWORK-MANHOLES AND PIPEWORK ANCILLARIES
Concrete Chambers; depth not exceeding 1.5m
K231.1 | Washout chamber and cover complete | nr | 1 |  | 0
K231.4 | Airvalve chamber and cover complete | nr | Rate Only |  | 0
Stone-pitch lined trapezoidal ditches;
K492 | Cross-sectional area 1.5-2m2 | m | Rate Only |  | 0
K493 | Cross-sectional area 2-3m2 | m | Rate Only |  | 0
Crossings; pipe less than DN300
K652 | Brick and blockwork walls | nr | Rate Only |  | 0
K662 | Fences; barbed wire and chainlink | nr | Rate Only |  | 0
Breaking up, temporary and permanent reinstatement inclusive of processing the necessary approvals from the relevant authorities
K731.1 | Gravel roads; maximum pipe size DN300 | m | Rate Only |  | 0
K731.2 | Bitumen surfaced roads; maximum pipe size DN300 | m | Rate Only |  | 0
K742 | Concrete paving slab walkways including kerbstones | m | Rate Only |  | 0
Carried to Collection |  |  |  |  | 0
Reinstatement of land as directed by the Project Manager
K752.1 | Re-grassing | m | 40 |  | 0
K752.2 | Planting trees | nr | Rate Only |  | 0
K799 | Concrete-lined drains | m | Rate Only |  | 0
Marker posts as Dwg. ALA-ORA_SD_011
K820.1 | Marker posts | nr | 1 |  | 0
K820.2 | Pipe markers | nr | Rate Only |  | 0
K899.1 | Washout outfall structures complete as Dwg. ALA-ORA_SD_005 | nr | 1 |  | 0
PIPEWORK - SUPPORTS AND PROTECTION, ANCILLARIES TO LAYING AND EXCAVATION
Extras to excavation and backfilling; excavation of rock
L111 | In pipe trenches | m3 | 4 |  | 0
L121 | In chambers | m3 | Rate Only |  | 0
Special pipe laying methods; pipe jacking/ horizontal directional drilling
L231 | Norminal bore DN300mm; for 1Nr. Road crossing. | m | Rate Only |  | 0
Surrounds as Dwg ALA-ORA_SD_010
L 5 3 4 | Imported granular material | m | 20 |  | 0
Class 20/20 mass concrete thrust blocks
L731 | Volume 0.2-0.5m3 | nr | Rate Only |  | 0
L741 | Volume 0.5-1m3 | nr | Rate Only |  | 0
L753.1 | Volume 1 - 2m3 | nr | Rate Only |  | 0
Standard pipe supports in C25/20 reinforced concrete
Reinforced concrete pipe supports, class 25, as in drawing ALA-ORA_SD_011, complete including foudation bases, bolts and nuts, murram backfill, pipe diameter not exceeding 500mm and of the following heights above ground:-
L810 | Height not exceeding 1 m | nr | Rate Only |  | 0
L820 | Height 1- 1.5m | nr | Rate Only |  | 0
L830 | Height 1.5 - 2m | nr | Rate Only |  | 0
STRUCTURAL METALWORK
Fabrication and erection of rolled steel section pipe bridge including all earthworks, reinforced concrete abuttments and anchoraging complete as shown on drawings to the following spans.
M999.1 | Span not exceeding 10m | nr | Rate Only |  | 0
M999.2 | Span 10 -15m | nr | Rate Only |  | 0
M999.3 | Span 15 - 20m | nr | Rate Only |  | 0
M999.4 | Span 20 - 25m | nr | Rate Only |  | 0
M999.5 | Span 25 -30m | nr | Rate Only |  | 0
M999.6 | Span 30 - 35m | nr | Rate Only |  | 0
M999.7 | Span 35 - 40m | nr | Rate Only |  | 0
M999.8 | Span 40 - 50m | nr | Rate Only |  | 0
Carried to Collection |  |  |  |  | 0
TRANSMISSION MAIN
Summary Page
| Page 1 of 4 |  |  |  | 0
| Page 2 of 4 |  |  |  | 0
| Page 2 of 4 |  |  |  | 0
Carried to Summary |  |  |  |  | 0

## Bill 11.2- Ext TK Dist
MINISTRY OF WATER AND ENVIRONMENT
LOT 3 CONSTRUCTION OF ENYAU (INTAKE, WATER TREATMENT PLANT, OTUMBARI, NDAAPI AND MVEPI) WATER SUPPLY & SANITATION SYSTEM
CONTRACT No. MWE/ WRKS/…..
BILL No. 11.2: Existing 90m³ Tank Distribution Network & Service Connections
Item Nr. | Description | Unit | Quantity | Rate (USh) | Amount (USh)
Preamble:
The quantities in this bill are mostly PROVISIONAL to be determined by the Project Manager on the basis of consumer demand
DEMOLITION AND SITE CLEARANCE
General Site Clearance
D100 | General site clearance for pipe route | ha | 1.2 |  | 0
Trees
D210 | Girth 500 mm-1 m | nr | 2 |  | 0
Stumps
D310 | Diameter 150-500 mm | nr | 2 |  | 0
D320 | Diameter 500 mm -1 m | nr | 2 |  | 0
PIPEWORK - PIPES
uPVC/HDPE pressure pipes to UNBS US 264: 2000 and DIN 8062 with integral rubber ring socket joints laid in trenches
OD 110 PN 10
I512.1 | Depth not exceeding 1.5m | m | Rate Only |  | 0
I513.1 | Depth 1.5-2m | m | Rate Only |  | 0
OD160 to PN 10
I512.2 | Depth not exceeding 1.5m | m | Rate Only |  | 0
I513.2 | Depth 1.5-2m | m | Rate Only |  | 0
OD160 to PN 16
I512.3 | Depth not exceeding 1.5m | m | Rate Only |  | 0
I513.3 | Depth 1.5-2m | m | Rate Only |  | 0
OD 200 PN 10
I522 | Depth not exceeding 1.5m | m | Rate Only |  | 0
I523 | Depth 1.5-2m | m | Rate Only |  | 0
OD 250 PN 10
I532 | Depth not exceeding 1.5m | m | Rate Only |  | 0
I533 | Depth 1.5-2m | m | Rate Only |  | 0
High density polyethylene pipes to UNBS US 482: 2003 and DIN 8074 laid in trench; depth not exceeding 1.5 m; rate to include selected excavated backfill
I712.1 | OD90, PN 16 | m | Rate Only |  | 0
I712.2 | OD90, PN 10 | m | Rate Only |  | 0
I712.3 | OD75, PN 10 | m | Rate Only |  | 0
I712.4 | OD63, PN 10 | m | 1000 |  | 0
I712.5 | OD50, PN 10 | m | 1000 |  | 0
I712.6 | OD40, PN 10 | m | Rate Only |  | 0
I712.7 | OD32, PN 10 | m | 200 |  | 0
I712.8 | OD25, PN 16, service pipes | m | 500 |  | 0
I712.9 | OD20, PN 16, service pipes | m | Rate Only |  | 0
Carried to Collection |  |  |  |  | 0
PIPEWORK-FITTINGS AND VALVES
Steel pipe fittings; flanges to PN 16; in trenches not exceeding 1.5 m
Viking Johnson stepped couplings as Maxistep
J441.3 | DN100 x OD63 | nr | Rate Only |  | 0
J441.4 | DN100 x OD 75 | nr | Rate Only |  | 0
J441.5 | DN100 x OD100 | nr | Rate Only |  | 0
J441.6 | DN150 x OD100 | nr | Rate Only |  | 0
J441.7 | OD200 x OD 150 | nr | Rate Only |  | 0
Viking Johnson Flanged adaptors as Aquafast to PN10
J451.1 | OD75 | nr | Rate Only |  | 0
J451.2 | OD90 | nr | Rate Only |  | 0
J451.3 | OD110 | nr | Rate Only |  | 0
J451.4 | OD125 | nr | Rate Only |  | 0
J451.5 | OD160 | nr | Rate Only |  | 0
J451.6 | OD200 | nr | Rate Only |  | 0
End caps
J491.1 | OD110 | nr | Rate Only |  | 0
J491.2 | OD150 | nr | Rate Only |  | 0
PN 16 HDPE compression pipe fittings to DIN 8074/ BS 5114
Equal elbows
J611.1 | OD63 | nr | 2 |  | 0
J611.2 | OD50 | nr | 2 |  | 0
J611.3 | OD40 | nr | Rate Only |  | 0
J611.4 | OD32 | nr | 1 |  | 0
Equal tees
J621.1 | OD63 | nr | 1 |  | 0
J621.2 | OD50 | nr | 1 |  | 0
J621.3 | OD40 | nr | Rate Only |  | 0
J621.4 | OD32 | nr | 1 |  | 0
Reducing coupler
J631.1 | OD63 x 50 | nr | 1 |  | 0
J631.2 | OD50 x 40 | nr | 1 |  | 0
J631.3 | OD40 x 32 | nr | 1 |  | 0
J631.4 | OD32 x 25 | nr | 3 |  | 0
End caps
J691.1 | OD90 | nr | Rate Only |  | 0
J691.2 | OD75 | nr | Rate Only |  | 0
J691.3 | OD63 | nr | 1 |  | 0
J691.4 | OD50 | nr | 1 |  | 0
J691.5 | OD40 | nr | Rate Only |  | 0
J691.6 | OD32 | nr | 4 |  | 0
Valves and Penstocks
Cast Iron gate valves to BS EN 1171 with PN 16 flanges to BS 4505; with T-key length not exceeding 1.5 m
J811.1 | DN75 | nr | Rate Only |  | 0
J811.2 | DN90 | nr | Rate Only |  | 0
J811.3 | DN100 | nr | Rate Only |  | 0
J811.4 | DN125 | nr | Rate Only |  | 0
J811.5 | DN150 | nr | Rate Only |  | 0
J811.6 | DN200 | nr | Rate Only |  | 0
Circular Flap Valve to washouts; PN 10 flanges
J891.1 | DN100 | nr | Rate Only |  | 0
J891.2 | Fire hydrants to BS 750 Type 2 | nr | Rate Only |  | 0
Carried to Collection |  |  |  |  | 0
PIPEWORK-MANHOLES AND PIPEWORK ANCILLARIES
In situ Concrete Chambers; depth not exceeding 1.5 m
K231.1 | Washout chamber as shown on drawings | nr | Rate Only |  | 0
K231.2 | Washout outfall structure as shown on drawings | nr | Rate Only |  | 0
K231.3 | Valve surface box as shown on drawings, complete | nr | Rate Only |  | 0
Stone-pitched trapezoidal ditches
K492 | Cross-sectional area 0.5 - 0.75 m2 | m | 5 |  | 0
K493 | Cross-sectional area 0.25 - 0.5 m2 | m | 2 |  | 0
Crossings; pipe not exceeding 300 mm
K611 | Streams; width 1 - 3 m | nr | Rate Only |  | 0
K641 | Hedges | nr | 2 |  | 0
K661 | Fences | nr | 2 |  | 0
Breaking up, temporary and permanent reinstatement; pipe not exceeding 300 mm
K731.1 | Gravel roads | m | 14 |  | 0
K731.2 | Double seal bitumen surfaced roads | m | Rate Only |  | 0
K799.1 | Mass concrete | m | Rate Only |  | 0
K799.2 | Stone-pitched lined drains | m | Rate Only |  | 0
Other pipework ancillaries
K820.1 | Marker Posts to Washouts | nr | Rate Only |  | 0
K820.2 | Pipe Marker Posts | nr | Rate Only |  | 0
Service connections
DN20 (½") connection to the following mains comprising saddle clamp and screwdown swivel ferrule with compression outlet for HDPE complete [PROVISIONAL ITEMS]
K861.1 | OD160 | nr | Rate Only |  | 0
K861.3 | OD125 | nr | Rate Only |  | 0
K861.4 | OD110 | nr | Rate Only |  | 0
K861.5 | OD90 | nr | Rate Only |  | 0
K861.6 | OD75 | nr | Rate Only |  | 0
K861.7 | OD63 | nr | Rate Only |  | 0
K861.8 | OD50 | nr | Rate Only |  | 0
DN25 (¾") connection to the following mains comprising saddle clamp and screwdown swivel ferrule with compression outlet for HDPE complete [PROVISIONAL ITEMS]
K861.10 | OD160 | nr | Rate Only |  | 0
K861.12 | OD125 | nr | Rate Only |  | 0
K861.13 | OD110 | nr | Rate Only |  | 0
K861.14 | OD90 | nr | Rate Only |  | 0
K861.15 | OD75 | nr | Rate Only |  | 0
K861.16 | OD63 | nr | Rate Only |  | 0
K861.17 | OD50 | nr | Rate Only |  | 0
Carried to Collection |  |  |  |  | 0
Water supply installations as detailed on drawings
K899.1 | Yard Tap complete as drawing including galvanized iron pipe and fittings, brass stop cock, lockable tap and domestic water meter [PROVISIONAL ITEM] | nr | Rate Only |  | 0
K899.2 | Double tap Stand Post complete as drawing including galvanized iron pipe and fittings, brass stop cock, lockable steel meter protection box, taps and domestic water meter, concrete headwall and slab with rock-filled soak-pit | nr | 5 |  | 0
PIPEWORK-SUPPORTS AND PROTECTION, ANCILLARIES TO LAYING AND EXCAVATION
Extras to excavation and backfilling
L111 | Excavation of rock in pipe trenches | m³ | 5 |  | 0
L118 | Excavation of natural material below Final Surface and backfilling with imported granular material in pipe trenches | m³ | 10 |  | 0
Surrounds; pipe not exceeding 200 mm
L531 | Imported granular material | m | 20 |  | 0
L541 | Mass concrete | m | 10 |  | 0
Mass Concrete C15 Thrust Blocks; pipe bore not exceeding 200mm
L721 | Volume 0.1 - 0.2 m³ | nr | Rate Only |  | 0
Steel pipe sleeves to PVC/HPDE pipes
L991.1 | DN125 pipe sleeve | m | Rate Only |  | 0
L991.2 | DN200 pipe sleeve | m | Rate Only |  | 0
Carried to Collection |  |  |  |  | 0
PRIMARY DISTRIBUTION PIPEWORK
Summary Page
| Page 1 of 4 |  |  |  | 0
| Page 2 of 4 |  |  |  | 0
| Page 3 of 4 |  |  |  | 0
Carried to Summary |  |  |  |  | 0

## Bill 11.3- Ext TK M&E
MINISTRY OF WATER AND ENVIRONMENT
LOT 3 CONSTRUCTION OF ENYAU (INTAKE, WATER TREATMENT PLANT, OTUMBARI, NDAAPI AND MVEPI3) WATER SUPPLY & SANITATION SYSTEM
CONTRACT No. MWE/WRKS/ …...
BILL No. 11.3: PUMPED SUPPLY TO EXISTING 90m3 TANK ELECTRO - MECHANICAL INSTALLATIONS
ITEM NO. | DESCRIPTION | UNIT | QUANTITY | RATE(Ushs) | AMOUNT(Ushs)
SOLAR PUMPS
Q=13m3/Hr. TDH=29m
ME01 | High lift pumps to Existing 90m3 Tank: 3x415V 50Hz pump with motor rating 2.5kW AC 3kW DC hybrid non-self-priming vertical multi-stage in-line centrifugal surface solar pump delivering 13m3/Hr. at a TDH of 29m in cast iron housing and stainless steel components connected in 2No. parallel formation for the whole system to deliver 13m3 at TDH of 60metres with 1 pump running and 1 pump in standby complete with with all accessories as GRUNDFOS or approved equivalent | No | 2 |  | 0
ME02 | Pump controller comprising for pump 3kW inverter and the following switching, operations, control and protection features: | No. | 1 |  | 0
- Maximum power point capabilities trucking
- Soft starting and full motor protection against over/under voltage, overcurrent, phase loss, system overload and module over temperature.
- Hybrid capability with option of DC solar power or AC generator power input
- Dry running switch
- LCD display interface of operating parameters and historical data.
Complete with all accessories and of proprietary manufacture as GRUNDFOS or approved equivalent.
SOLAR ARRAYS
ME03 | For High lift pumps feeding Existing 90m3 Tank: 200W 24V solar crystalline photo voltaic module connected for each pump in a 1 x 18 module series string to give a controller nominal input voltage of 801V as Dayliff Cat. No. TPS2200 or approved equivalent. | No | 18 |  | 0
ARRAY SUPPORT STRUCTURES
ME04 | Solar panel support structure for 18No. panels for the high lift pumps feeding Existing 90m3 Tank: 20o sloping roof structure fabricated in corrosion proof G550 galvanised steel profiles and stainless bolts and nuts and secured in concrete filled sleeves. (Assumed maximum weight 270Kg, wind loading 100m/s) for the high lift pumps | No | 1 |  | 0
ME05 | Wire solar arrays for Existing 90m3 Tank in 1x4mm2 UV copper cables in between the modules and to the controller | m | 150 |  | 0
ME06 | Wire high lift pumps in 4x4mm2 UV copper cables from the controllers to the 2No high lift pumps, complete with all accessories. | m | 150 |  | 0
| ALARM SYSTEM | Item | 1 |  | 0
EARTHING
ME07 | Earthing the solar arrays comprising 1No. 300mmx300mmx 450mm deep precast concrete inspection manhole, 100 metres of 70mm2 bare flexible copper cable, 5No. earth electrodes (D> 19 mm, L = 1.5m) and any other necessary material or components to achieve an earth resistance of < 5 Ohm. All metal structural components and electrical enclosures, such as PV module frames, mounting racks, and generator cases are to be interconnected | Item | 1 |  | 0
Lightning Protection
ME08 | Air terminal at solar arrays | No | 3 |  | 0
ME09 | 25mmx3mm copper tape at the pump house complete with fixations | m | 40 |  | 0
ME10 | 300mm x 300m x 450mm manhole (2No. for arrays) | No | 1 |  | 0
ME11 | Allow a provisional sum of UGx. 2,000,000 for Ground Enhancing Materials that may be required at the pumphouse and arrays | Item | 1 |  | 0
ME12 | Allow for testing and commissioning the completed solar water pumping equipment | Item | 1 |  | 0
ME13 | 3 hard copy and 1 soft copy of as built drawing | Item | 1 |  | 0
ME14 | 1 set of equipment catalogues | Item | 1 |  | 0
ME15 | 1 set of operations and maintenance manual | Item | 1 |  | 0
ME16 | 3-year warranty for major equipment | Item | 1 |  | 0
ME17 | Spare parts – Specify, quantify and price on a separate sheet attached and insert total herein | Item | 1 |  | 0
Carried to Summary |  |  |  |  | 0
SPARE PARTS

## B 12.1 - Water Office Type 1
MINISTRY OF WATER AND ENVIRONMENT
LOT 3 CONSTRUCTION OF ENYAU (INTAKE, WATER TREATMENT PLANT, OTUMBARI, NDAAPI AND MVEPI3) WATER SUPPLY & SANITATION SYSTEM
CONTRACT No. MWE/ WRKS/…..
BILL No. 12.1: WATER OFFICE BLOCK - Type 1
Item Nr. | Description | Unit | Quantity | Rate (USh) | Amount (USh)
Preamble:
The works under this bill are covered under the Particular Specifications.
The relevant drawing is ALA-ORA-SD-016A including references made there- in to other drawings
DEMOLITION AND SITE CLEARANCE
General Site Clearance
D110 | General site clearance for office premises | m2 | 210 |  | 0
Trees
Cut and dispose of trees of the following girths; include removal of stump and backfilling the hole left with top soil
D210 | Girth 500 mm-1 m | nr | 2 |  | 0
D220 | Girth 1-2 m | nr | 2 |  | 0
Stumps
Remove and dispose of stumps of the following diameter; include for grabbing up the roots and backfilling the hole left with top soil
D310 | Diameter 150-500 mm | nr | 2 |  | 0
EARTHWORKS
Excavation for foundations
Topsoil
E310 | Strip top soil, depth not exceeding 0.15 m for site | m³ | 36 |  | 0
Ordinary Soil
Excavation for foundations in material other than topsoil,rock or artificial hard material,commencing surface is the formation level
E322 | Depth 0.25-0.5m | m³ | 15 |  | 0
E323 | Depth 0.5-1m | m³ | 30 |  | 0
Rock
Excavation for foundations in rock,commencing surface is the exposed surface of the rock
E333 | Depth 0.5 - 1.0 m | m³ | 2 |  | 0
Carried to Collection |  |  |  |  | 0
Excavation Ancillaries
Preparation
Preparation of excavated surfaces for whole structure in the following materials
E522 | Material other than topsoil,rock,or artificial hard material inclined at an angle not exceeding 45 degrees to the horizontal | m² | 41.4 |  | 0
E523 | Rock surfaces inclined at an angle not exceeding 45 degrees to the horizontal | m² | 1.5 |  | 0
Disposal of Excavated Material
Disposal of excavated material to fill sites as specified and as directed by the Engineer
E532 | Material other than topsoil,rock,or artificial hard material | m³ | 46 |  | 0
E533 | Rock | m³ | 1 |  | 0
Anti-termite Treatment
E597 | Apply approved anti-termite treatment to surfaces of hardcore blinding, sides and bottoms of foundation excavations to the manufacturer's instructions | sum | 1 |  | 0
Filling
Filling to structures by methods specified and to depths as shown in the drawings with the following materials
E615 | Selected imported granular material other than topsoil, rock or artificial hard material to office area and compacted to 98% MOD AASHTO | m³ | 20 |  | 0
E645 | 50mm thick bed of approved imported sand blinding on top of hardcore fill well spread, levelled, rammed and consolidated to the Engineer's satisfaction | m³ | 4.1 |  | 0
E647 | 300mm thick bed of approved imported hardcore well spread, levelled, rammed and consolidated on stabilized ground to the Engineer's satisfaction | m³ | 24.6 |  | 0
Trimming
Trimming of surfaces filled with material other than topsoil, rock or artificial hard material, for the following types of work surfaces
E712 | Surfaces inclined at an angle not exceeding 45 degrees to the horizontal | m² | 41.4 |  | 0
Trimming of surfaces filled with rock for the following types of work surfaces
E713 | Surfaces inclined at an angle not exceeding 45 degrees to the horizontal | m² | 1.5 |  | 0
Carried to Collection |  |  |  |  | 0
Landscaping
E810 | Turfing for lawns inside fenced off compound; include filling with excavated topsoil, levelling and the preparation of the surfaces. Include the planting of water friendly trees as recommended by the Engineer | m² | 360 |  | 0
IN SITU CONCRETE
Provision of Concrete
Ordinary Designed Mix Concrete
Grade C20
Designed mix, grade C20 concrete, to BS 5328, with ordinary portland cement to BS 12, aggregate to BS882, for the following aggregate sizes
F132 | 20mm aggregate | m³ | 4 |  | 0
Designed mix, grade C20 concrete, to BS 5328, with ordinary portland cement to BS 12, aggregate to BS882, for the following aggregate sizes
Grade C25
Designed mix, grade C25 concrete, to BS 5328, with ordinary portland cement to BS 12, aggregate to BS882, for the following aggregate sizes
F142 | 20mm aggregate | m³ | 14.3 |  | 0
Placing Mass Concrete
Bases, Footings and Ground Slabs
Placing mass concrete, for strip foundations, grade C20, of the following thickness
F622 | Thickness 150-300mm | m³ | 4 |  | 0
Placing Reinforced Concrete
Bases, Footings and Ground Slabs
Placing reinforced concrete grade C20, for floor slab of the following thickness
F622 | Thickness 150-300mm | m³ | 14.3 |  | 0
Beams
Placing reinforced concrete, grade C25, for ring beam of the following cross-sectional area
F762 | Cross-sectional area 0.03 - 0.1 m2 | m³ | 2.8 |  | 0
Carried to Collection |  |  |  |  | 0
CONCRETE ANCILLARIES
Formwork-Fair Finish
Fair Finish Plane Horizontal
Plane fair finish horizontal formwork to office block of the following width
G213 | Width 0.2 - 0.4m | m² | 7 |  | 0
G214 | Width 0.4 - 1.22m | m² | 0 |  | 0
Fair Finish Plane Vertical
Plane fair finish vertical formwork of the following width
G241 | Width not exceeding 0.15m | m² | 18 |  | 0
G243 | Width 0.2 - 0.4m | m² | 36 |  | 0
Reinforcement
Deformed High Yield Steel Bars
High yield square twisted or ribbed bars to BS4449 and of the following sizes
G525 | Nominal size, 6 - 16mm | kg | 140 |  | 0
Steel Fabric
High tensile steel fabric reinforcement to BS 4483, fabric reference A252, cast in concrete slab with minimum 200mm end side laps, and of the following mass
G564 | Nominal mass 4-5 kg/m² | m² | 81 |  | 0
Concrete Accessories
Finishing of Top Surfaces
Finishing of top surfaces by the following methods
G811 | Class U2 wood float finish to top of floor of office block | m2 | 81 |  | 0
G812 | Steel float finish | m2 | 0 |  | 0
ROADS AND PAVINGS
Road Base and Wearing Course
Shape road surface and parking area by medium grading to camber and crossfall with a motor grader
R111 | Depth not exceeding 200 mm | m² | 200 |  | 0
Provide, transport up to site, spread, shape, stabilise and compact to atleast 95% MDD AASHTO approved gravel material for flexible base and wearing course, of the following thickness
R112 | Depth 150-300 mm | m3 | 60 |  | 0
Carried to Collection |  |  |  |  | 0
Kerbs
Construct Kerbs of pre-cast concrete to BS 7263 of cross section area 0.05-0.1 m² to the following alignment
R711 | Straight or curved to a radius exceeding 12 m | m | 40 |  | 0
R712 | To a radius not exceeding 12 m | m | 15 |  | 0
Walkways
R911 | Concrete (C20) paved walkway in 600 x 600 x 50mm thick sections; include sand bedding, earthworks, jointing and concrete edge protection | m² | 40 |  | 0
BRICKWORK & MASONRY
Dense concrete blockwork to BS 7263, jointed with ordinary 1:5 cement mortar, hoop irons every three courses, including 1:4 cement plaster to both faces complete, as detailed in the drawings, for walls of the following thickness
U521.1 | 150 mm thick | m2 | 150.48 |  | 0
U521.2 | 230 mm thick | m2 | 60 |  | 0
Permanent Vents
Fired clay vent bricks to BS 7263, jointed with ordinary 1:5 cement mortar above door and window openings, including plastic gauze mosquito mesh sandwiched on a GI coffee tray mesh, for walls of the following thickness
U589 | 150 - 230 mm thick | m2 | 3 |  | 0
PAINTING
High Gloss
Timber Surfaces
External quality weather guard paint, two coats, to the following timber surfaces; include surface preparation and undercoat
V321 | Upper surfaces of fascia board inclined at an angle not exceeding 30 degrees to the horizontal | m² | 8 |  | 0
External quality weather guard paint, two coats, to the following smooth concrete surfaces; include surface preparation and under coat as specified
V363 | Surfaces of walls inclined at an angle exceeding 60 degrees to the horizontal | m² | 79 |  | 0
Carried to Collection |  |  |  |  | 0
Emulsion Paint
Masonry
Internal quality vinyl silk paint, two coats, to the following smooth concrete surfaces; include surface preparation as specified
V563 | Surfaces of walls inclined at an angle exceeding 60 degrees to the horizontal | m2 | 141.3 |  | 0
WATER PROOFING
Damp proof course of bitumen impregnated fabric to BS 6398 for the following wall thickness
W113 | 230 mm wide | m | 65 |  | 0
Rendering
W153 | Surfaces to walls inclined at an angle exceeding 60 degrees to the horizontal in ordinary cement mortar | m² | 114 |  | 0
Roofing
W322 | Construct roofing, complete as in the drawings and as specified; include tie beams, purlins, rafters, struts, wall plate, fascia board and all roofing timber, Kiln fired clay roofing tiles; including ridge caps for pitched trussed roof. and 112mm uPVC rain water guttering and DN 80 drainage pipes to the Engineer's satisfaction. | m2 | 136.8 |  | 0
W371 | Tiles | m² | 38.7 |  | 0
Protective Layers
Flexible Sheeting
Flexible polyethylene sheeting, gauge 1000, or similar approved, laid with 300mm overlaps at joints, to the surface of sand blinded hardcore fill
W421.1 | Surfaces of blinding hardcore inclined at an angle not exceeding 30 degrees to the horizontal | m² | 84 |  | 0
Damp proof course of Hessian based bitumen impregnated fabric to BS 6398 bedded on 1:4 cement and sand mortar with 150mm overlaps at joints; for the following wall
W421.2 | 150 - 230 mm thick | m | 60 |  | 0
Sand and Cement Screed
Sand and cement screed of 1:3 cement sand mortar, applied to concrete floors, 25 mm thick, prepared and applied as specified, and finished with a steel float
W441 | Surfaces of floors inclined at an angle not exceeding 30 degrees to the horizontal | m² | 84 |  | 0
Carried to Collection |  |  |  |  | 0
MISCELLANEOUS WORKS
Fences
X135 | Concrete post and chainlink wire fence complete as shown on drawings; height 2 - 2.5 m | m | 90 |  | 0
Gates
X235 | Metal field gate; width 3 - 4 m double leaf with personnel-access gate 1.0m wide | nr | 1 |  | 0
X399 | Drain to splash apron around building as specified and shown on drawings | m | 50 |  | 0
Site Works
X999.1 | Water supply connection to the Office block | sum | 1 |  | 0
X999.2 | Sanitary drainage system comprising in situ concrete manholes, OD160 PVC drain pipes, in situ concrete septic tank including manhole covers together with rock-filled soak-pit all as detailed on the drawings | sum | 1 |  | 0
SIMPLE BUILDING WORKS INCIDENTAL TO CIVIL ENGINEERING WORKS
Z119 | Supply and install expanded metal and plastered ceiling nailed to brandering made from sawn treated Cyprus or other similar grade and approved timber in roof structure; complete including 3 coats of matt emulsion paint and 600 x 600mm hardwood access trap door | m² | 103 |  | 0
Windows, doors and glazing
Timber solid panel hardwood doors include frame, all ironmongery, varnishing and locking arrangements with a permanent vent of 200mm
Z313.1 | Single leaf size 2.4 x 0.9m | nr | 3 |  | 0
Z313.2 | Double leaf size 2.4 x 0.8m wide | nr | 2 |  | 0
Steel frame glazed window include frame, burglar proofing, glazing and all iron mongery with louvered permanent vent of 200mm as follows
Z321.1 | Casement window 1.2m x 1.2m clear opening | nr | 8 |  | 0
Z321.2 | Casement window 0.6 x 0.8m clear opening | nr | 3 |  | 0
Z321.3 | Mild steel permanent vent overall size 800mm x 300mm high comprising 50 x 50 x 2mm angle section steel framing and 75 x 2mm thick mild steel louvres welded to frame | nr | 3 |  | 0
Single leaf steel casement door including frame, burglar proofing, glazing and all iron mongery and locks with louvered permanent vent of 200mm
Z323.1 | Door 2.4 x 1.5m wide clear opening; full glazing | nr | 1 |  | 0
Z323.1 | Door 2.4 x 1.2m wide clear opening; full glazing | nr | 1 |  | 0
Z323.2 | Door 2.4 x 0.9m wide; half steel plate and half glazed | nr | 1 |  | 0
Carried to Collection |  |  |  |  | 0
Surface finishes
Cement plaster
Z413 | To walls | m² | 81 |  | 0
Z414 | To ceiling and eaves soffit on expanded metal and timber frame including cornices | m2 | 103 |  | 0
Ceramic tiles
Z421 | Floor tiles to washrooms | m2 | 9 |  | 0
Z423 | Walls tiles in washrooms | m2 | 17 |  | 0
Piped building services
Z519.1 | Water supply to all sanitary appliances and fittings within building including pipes and fittings | sum | 1 |  | 0
Z519.2 | Washwater drainage system from all sanitary appliances and fittings complete to first manhole including vent pipes | sum | 1 |  | 0
Z539.1 | Wash hand basin complete | nr | 2 |  | 0
Z539.2 | Water Closet complete | nr | 2 |  | 0
Supply of Office Furniture and Equipment
Z999 | Office Furniture and Equipment as Particular Specification Clause 2.1.31 (items to be handed over at Taking-Over of the Completed Works) | sum | 1 |  | 0
Electrical Installations
ME01 | 1600W 12V solar generator system comprising 12V solar panels as DAYLIFF Cat. No. YL100, 100A charge controller, 9x200Ah 12V solar battery and 1600W inverter complete with protection and indicating facilities and all accessories. | System | 1 |  | 0
ME02 | 100A 6way SPN MCB consumer unit complete with integral isolator and 2No. 32A and 4No6A MCBs | No. | 1 |  | 0
ME03 | Wire socket outlets in 3x2.5mm2 PVC insulated copper cables in concealed PVC conduit | No. | 6 |  | 0
ME04 | Wire lighting points through 6A switches in 3x1.5mm2 PVC insulated copper cables in concealed PVC conduit | No | 19 |  | 0
Fittings
ME05 | Pendant lighting fitting comprising ceiling rose 300mm 3x1.mm2 flexible copper cable, lamp holder and 6W LED lamp | No | 5 |  | 0
ME06 | 6W LED wall mounted bulkhead lighting fitting - security lighting | No. | 5 |  | 0
ME07 | 13A 2gang switched socket outlet | No | 6 |  | 0
ME08 | Earth the Office Block to the requirements of BS 7671 | Item | 1 |  | 0
ME09 | Lightning protection for the block in 1No air terminal 40metres 3x25mm copper tape including clips, 2No inspection claps and 16mm diameter 1.5m long copper rod buried in 300mmx300 mmx1.5mdeep earth | Item | 1 |  | 0
ME10 | Allow for testing the electrical installations at the block | Item | 1 |  | 0
Carried to Collection |  |  |  |  | 0
Bill Summary
| Collection, Page 1/9 |  |  |  | 0
| Collection, Page 2/9 |  |  |  | 0
| Collection, Page 3/9 |  |  |  | 0
| Collection, Page 4/9 |  |  |  | 0
| Collection, Page 5/9 |  |  |  | 0
| Collection, Page 6/9 |  |  |  | 0
| Collection, Page 7/9 |  |  |  | 0
| Collection, Page 8/9 |  |  |  | 0
Total Cost of Office Blocks Carried to Summary |  |  |  |  | 0

## B 13.1 - SAN BOYS
MINISTRY OF WATER AND ENVIRONMENT
LOT 3 CONSTRUCTION OF ENYAU (INTAKE, WATER TREATMENT PLANT, OTUMBARI, NDAAPI AND MVEPI3) WATER SUPPLY & SANITATION SYSTEM
CONTRACT No. MWE/ WRKS/…..
BILL No. 13.1: 4 -STANCE LINED VIP INSTITUTIONAL TOILET- BOYS
Item Nr. | Description | Unit | Quantity | Rate (USh) | Amount (USh)
The works under this bill are covered under the Particular Specifications. The relevant drawings are the DRAWING ALA-ORA_SAN_001, series (including references made there-in to other drawings)
DEMOLITION AND SITE CLEARANCE
General Site Clearance
D100 | General site clearance for toilet | ha | 0.008 |  | 0
Trees
Cut and dispose of trees of the following girth; include removal of stump and backfilling the hole left with top soil
D210 | Girth 500 mm-1 m | nr | 2 |  | 0
Stumps
Remove and dispose of stumps of the following diameter; include for grabbing up the roots and backfilling the hole left with top soil
D310 | Diameter 150-500 mm | nr | 2 |  | 0
EARTHWORKS
Excavation for foundations
Topsoil
E310 | Strip top soil, depth not exceeding 0.15 for toilet foundation | m³ | 9.45 |  | 0
Ordinary Soil
Excavation for foundations in material other than topsoil,rock or artificial hard material, commencing surface is the formation level
E322 | Depth not exceeding 0.5m | m³ | 2 |  | 0
E323 | Depth 0.5 - 1 m | m³ | 8 |  | 0
E324 | Depth 1 - 2 m | m³ | 1 |  | 0
E325 | Depth 2 - 5 m | m³ | 65 |  | 0
Rock
Excavation for foundations in rock,commencing surface is the exposed surface of the rock
E333 | Depth 0.5-1m | m³ | 1 |  | 0
E334 | Depth 1 - 2 m | m³ | 1 |  | 0
E335 | Depth 2 - 5 m | m³ | 1 |  | 0
Excavation Ancillaries
Trimming
Trimming of excavated surfaces for whole structure in the following materials
E512 | Material other than topsoil,rock,or artificial hard material inclined at an angle not exceeding 45 degrees to the horizontal | m² | 53.2 |  | 0
E513 | Rock surfaces inclined at an angle not exceeding 45 degrees to the horizontal | m² | 6.5 |  | 0
Preparation
Preparation of excavated surfaces for whole structure in the following materials
E522 | Material other than topsoil,rock,or artificial hard material inclined at an angle not exceeding 45 degrees to the horizontal | m² | 34.5 |  | 0
E523 | Rock surfaces inclined at an angle not exceeding 45 degrees to the horizontal | m² | 6 |  | 0
Disposal of Excavated Material
Disposal of excavated material to approved sites as directed by the Engineer
E532 | Material other than topsoil,rock,or artificial hard material | m³ | 79.8 |  | 0
E533 | Rock | m³ | 3 |  | 0
Carried to Collection |  |  |  |  | 0
Filling
Structures
Filling to Structures by methods specified and to depths as shown in the drawings with the following materials
E614 | Selected excavated material other than topsoil, rock or artificial hard material | m³ | 4.8 |  | 0
E617 | Imported rock of size and grading as specified; include sand blinding on top | m³ | 3.8 |  | 0
Landscaping
E830 | Turfing for lawns around toilet block; include filling with excavated topsoil and the preparation of the surfaces | m² | 23.5 |  | 0
IN-SITU CONCRETE
Provision of Concrete
Ordinary Designed Mix Concrete
Grade C15
Designed mix, grade C15 concrete, to BS 5328, with ordinary portland cement to BS 12, aggregate to BS882, for the following aggregate sizes
F231 | 10mm aggregate | m³ | 0.5 |  | 0
Grade C25
Designed mix, grade C25 concrete, to BS 5328, with ordinary portland cement to BS 12, aggregate to BS882, for the following aggregate sizes
F241 | 10mm aggregate | m³ | 10.3 |  | 0
Placing Mass Concrete
Blinding
Placing blinding concrete, for slab footings, grade C15, of the following thickness
F511 | Thickness not exceeding 150mm | m³ | 0.5 |  | 0
Bases, Footings and Ground Slabs
Placing mass concrete C20, for vault and ground slab of the following thickness
F522.1 | Thickness 150-300mm | m³ | 3.7 |  | 0
Placing mass concrete C25, for ground slab and ramp base of the following thickness
F522.2 | Thickness 150-300mm | m³ | 2 |  | 0
Placing Reinforced Concrete
Bases, Footings and Slabs
Placing reinforced concrete C25, for suspended slab and footings of the following thickness
F622 | Thickness 150-300mm | m³ | 3.6 |  | 0
Beams
Placing reinforced concrete, grade C25, for beams of the following cross-sectional area
F662 | Cross-sectional area 0.03 - 0.1 m2 | m³ | 1 |  | 0
Carried to Collection |  |  |  |  | 0
CONCRETE ANCILLARIES
Formwork-Fair Finish
Fair Finish Plane Horizontal
Plane fair finish horizontal formwork of the following width
G214 | Width 0.4 - 1.22m | m² | 1.3 |  | 0
G215 | Width exceeding 1.22m | m² | 13.5 |  | 0
Fair Finish Plane Vertical
Plane fair finish vertical formwork of the following width
G244 | Width 0.4 - 1.22m | m² | 46.7 |  | 0
Reinforcement
Deformed High Yield Steel
High yield ribbed bars to BS 4449 and of the following sizes
G524 | Nominal size, 6-16mm | t | 0.26 |  | 0
Steel Fabric
Steel fabric reinforcement to BS4483, fabric reference A142, in concrete floor slab with minimum 200mm end side laps, and of the following mass
G563 | Nominal mass 2-3 kg/m² | m² | 48.5 |  | 0
Concrete Accessories
Finishing of top surfaces
Finishing of top surfaces by the following methods
G811 | Class U3 steel trowel finish | m² | 48.5 |  | 0
BRICKWORK, BLOCKWORK AND MASONRY
Burnt Clay Brickwork
Solid burnt clay brickwork to BS 3921, jointed with ordinary 1:4 cement mortar, hoop irons every three courses, and of the following thicknesses
U511.1 | 230 mm thick | m² | 77 |  | 0
Solid burnt clay brickwork to BS 3921, jointed with ordinary 1:4 cement mortar, hoop irons every three courses, and of the following thicknesses
U511.2 | 150 mm thick | m² | 35 |  | 0
Burnt clay pompei grill brickwork vents, jointed with ordinary 1:4 cement mortar, hoop irons every three courses, as detailed in the drawings of the following sizes
U511.3 | 100 mm thick | m² | 5 |  | 0
Damp proof course of bitumen impregnated fabric to BS 6398 for the following wall thickness
U582 | 200 mm thick | m | 28 |  | 0
PAINTING
High Gloss
Timber Surfaces
External quality weather guard paint, two coats, to the following timber surfaces; include surface preparation and undercoat as specified
V321 | Upper surfaces of fascia board inclined at an angle not exceeding 30 degrees to the horizontal | m² | 6 |  | 0
Carried to Collection |  |  |  |  | 0
Masonry
External quality weather guard paint, two coats, to the following smooth concrete surfaces; include surface preparation and undercoat as specified
V333 | Surfaces of walls inclined at an angle exceeding 60 degrees to the horizontal | m² | 42 |  | 0
Emulsion Paint
Masonry
Internal quality vinyl silk paint, two coats, to the following smooth concrete surfaces; include surface preparation and undercoat as specified
V553 | Surfaces of walls inclined at an angle exceeding 60 degrees to the horizontal | m² | 75 |  | 0
WATER PROOFING
Damp Proofing
Rendering
W153 | Rendering of wall surfaces to walls inclined at an angle exceeding 60 degrees to the horizontal in 1:3 ordinary cement mortar finished with a wood float | m² | 187 |  | 0
Ceramic Tiles
W173 | White ceramic wall tiles to internal faces of walls | m² | 12 |  | 0
Protective Layers
Flexible Sheeting
Flexible polyethylene sheeting, gauge 1000, or similar approved, laid to the surface of sand blinded hardcore fill
W421 | Surfaces of blinding hardcore inclined at an angle not exceeding 30 degrees to the horizontal | m² | 30.5 |  | 0
Sand and Cement Screed
Sand and cement screed of 1:3 cement sand mortar, applied to concrete floors, 25 mm thick, prepared and applied as specified, and finished with a steel float
W441 | Surfaces of floors inclined at an angle not exceeding 30 degrees to the horizontal | m² | 30.5 |  | 0
MISCELLANEOUS WORKS
Structural
Doors
Supply and fix approved solid hardwood doors with three coats of polyurethane varnish on general surfaces of door as described; 50mm two panel framed door comprising 50 x 100mm stiles, top, middle and bottom rails all grooved and with both panels filled with 30 x 100mm vertical tongued and grooved battens with rubber door stops, all iron mongery and locking arrangements of the following sizes
X599.1 | Single leaf door overall size 800mm x 2100mm (W x H) | nr | 5 |  | 0
Supply and fix the following mild steel grill doors to the Engineers' details constructed from 75 x 50 x 2mm hollow steel sections primed with red oxide paint, painted with three coats of high gloss paint; complete with all necessary iron mongery and accessories
X599.2 | Single leaf door overall size 1000 x 2100mm high | nr | 1 |  | 0
Vault Access Slabs
Supply and Install pre-fabricated concrete slabs 120mm thick, inclusive of the squat pit and leg placements and of the following dimensions
X599.3 | 1200mm x 1400mm (W x L) | nr | 5 |  | 0
X599.4 | Supply and complete installation of corrosion proof manhole access covers 500mm x 650mm complete as specified including lifting hooks | nr | 2 |  | 0
Carried to Collection |  |  |  |  | 0
Roofing
X599.5 | Construct roofing, complete as in the drawings and as specified; include tie beams, purlins, rafters, struts, wall plate, facia board, all roofing timber, gauge 28 blue prepainted GCI sheeting and ridges to the Engineer's satisfaction. | m² | 45 |  | 0
Building Finishes
X599.6 | Supply and fix a 450 x 800mm granite "Project Label Plate" to detail | sum | 1 |  | 0
X599.7 | Supply ND 25mm GI pipe toilet grab rail for the disabled toilet complete with all fittings and ancillaries including anchoring into the floor and wall to the Engineers approval and details | nr | 2 |  | 0
X599.8 | Supply and Install OD 110 mm uPVC PN 6 vent pipe, complete with Tee, wire gauze fly screens and all ancillaries | m | 25 |  | 0
X599.9 | Building finishes including; constructing 20x100mm high 1:3 cement-sand skirting, 700mm wide C20 concrete splash apron; supply and installation of 5no. toilet paper holders, complete to the specifications and as directed by the Engineer | sum | 1 |  | 0
X599.10 | Supply and fix squating satopans in all stances | nr | 5 |  | 0
X599.11 | Supply and fix seating satopan in the disabled | nr | 1 |  | 0
Water and Drainage
X599.12 | Construct Urinal facility complete with floor trap, domical removable cast iron grating, gulley trap and including OD 110 uPVC PN 6 drainage pipework to soak away pit | sum | 1 |  | 0
X599.13 | SUPPLY AND FIX Washalots comprising 3m long x 110mm diameter BLUE HDPE pipe; 3No. 110 x 170 x 6mm PE plate; 10No. stainless steel outlet with strainer at 300mm centers; 3No. 50mm diameter GI stand pipe with metal lugs cast into mass concrete C20 (20mm aggregate) including soap holder; 3No. 150mm dia x 5mm stainless steel flexible clamps; allow for all the neccessary fixing accessories (Prices should include connection to the water supply system with 20mm HDPE pipe complete with all accessories) | nr | 2 |  | 0
X599.14 | Excavate and construct 1500mm top/bottom diameter x 2.0m deep soak pit complete including filling with hardcore, covering with 2 layers of gauge 1000 polyethylene sheet | nr | 1 |  | 0
X599.15 | Supply and place pre-painted smooth wooden squat covers complete with lifting handles to the approval of the engineer | nr | 5 |  | 0
PROVISIONAL SUMS
Electrical Installation
X599.16 | Allow for electric power connection to the toilet block limited to MK boxes and bulb holders | sum | 0 |  | 0
X599.17 | Supply and Install 3No. security lights with all respective electricals; i.e. MCB, copper cables, earthing protection,etc, complete with all accessories as specified and directed by the Engineer | sum | 0 |  | 0
X599.18 | Allow for profits and overheads on Item No. Electrical Installation | % |  |  | 0
Carried to Collection |  |  |  |  | 0
Summary Page
| Page 1 of 6 |  |  |  | 0
| Page 2 of 6 |  |  |  | 0
| Page 3 of 6 |  |  |  | 0
| Page 4 of 6 |  |  |  | 0
| Page 5 of 6 |  |  |  | 0
Carried to Grand Summary |  |  |  |  | 0

## B 13.2 - SAN GIRLS
MINISTRY OF WATER AND ENVIRONMENT
LOT 3 CONSTRUCTION OF ENYAU (INTAKE, WATER TREATMENT PLANT, OTUMBARI, NDAAPI AND MVEPI3) WATER SUPPLY & SANITATION SYSTEM
CONTRACT No. MWE/ WRKS/…..
BILL No. 13.2: INSTITUTIONAL VIP FOR TOILET- LADIES
Item Nr. | Description | Unit | Quantity | Rate (USh) | Amount (USh)
Preamble:
The works under this bill are covered under the Particular Specifications. The relevant drawings are the DRAWING ALA-ORA_SAN_002, series (including references made there-in to other drawings)
DEMOLITION AND SITE CLEARANCE
General Site Clearance
D100 | General site clearance for toilet | ha | 0.007 |  | 0
Trees
Cut and dispose of trees of the following girth; include removal of stump and backfilling the hole left with top soil
D210 | Girth 500 mm-1 m | nr | 1 |  | 0
Stumps
Remove and dispose of stumps of the following diameter; include for grabbing up the roots and backfilling the hole left with top soil
D310 | Diameter 150-500 mm | nr | 1 |  | 0
EARTHWORKS
Excavation for foundations
Topsoil
E310 | Strip top soil, depth not exceeding 0.15 for toilet foundation | m³ | 9.45 |  | 0
Ordinary Soil
Excavation for foundations in material other than topsoil,rock or artificial hard material, commencing surface is the formation level
E322 | Depth not exceeding 0.5m | m³ | 2 |  | 0
E323 | Depth 0.5 - 1 m | m³ | 4 |  | 0
E324 | Depth 1 - 2 m | m³ | 18 |  | 0
E325 | Depth 2 - 5 m | m³ | 20.5 |  | 0
Rock
Excavation for foundations in rock,commencing surface is the exposed surface of the rock
E333 | Depth 0.5-1m | m³ | 1 |  | 0
E334 | Depth 1 - 2 m | m³ | 1 |  | 0
E335 | Depth 2 - 5 m | m³ | 1 |  | 0
Excavation Ancillaries
Trimming
Trimming of excavated surfaces for whole structure in the following materials
E512 | Material other than topsoil,rock,or artificial hard material inclined at an angle not exceeding 45 degrees to the horizontal | m² | 48 |  | 0
E513 | Rock surfaces inclined at an angle not exceeding 45 degrees to the horizontal | m² | 6.5 |  | 0
Preparation
Preparation of excavated surfaces for whole structure in the following materials
E522 | Material other than topsoil,rock,or artificial hard material inclined at an angle not exceeding 45 degrees to the horizontal | m² | 34.5 |  | 0
E523 | Rock surfaces inclined at an angle not exceeding 45 degrees to the horizontal | m² | 6 |  | 0
Carried to Collection |  |  |  |  | 0
Disposal of Excavated Material
Disposal of excavated material to approved sites as directed by the Engineer
E532 | Material other than topsoil,rock,or artificial hard material | m³ | 38.5 |  | 0
E533 | Rock | m³ | 3 |  | 0
Filling
Structures
Filling to Structures by methods specified and to depths as shown in the drawings with the following materials
E614 | Selected excavated material other than topsoil, rock or artificial hard material | m³ | 4.8 |  | 0
E617 | Imported rock of size and grading as specified; include sand blinding on top | m³ | 3.8 |  | 0
Landscaping
E830 | Turfing for lawns around toilet block; include filling with excavated topsoil and the preparation of the surfaces | m² | 48.5 |  | 0
IN-SITU CONCRETE
Provision of Concrete
Ordinary Designed Mix Concrete
Grade C15
Designed mix, grade C15 concrete, to BS 5328, with ordinary portland cement to BS 12, aggregate to BS882, for the following aggregate sizes
F122 | 10mm aggregate | m³ | 0.5 |  | 0
Grade C20
Designed mix, grade C25 concrete, to BS 5328, with ordinary portland cement to BS 12, aggregate to BS882, for the following aggregate sizes
F132 | 10mm aggregate | m³ |  |  | 0
Grade C25
Designed mix, grade C25 concrete, to BS 5328, with ordinary portland cement to BS 12, aggregate to BS882, for the following aggregate sizes
F142 | 10mm aggregate | m³ | 12.4 |  | 0
Placing Mass Concrete
Blinding
Placing blinding concrete, for slab footings, grade C15, of the following thickness
F511 | Thickness not exceeding 150mm | m³ | 0.5 |  | 0
Bases, Footings and Ground Slabs
Placing mass concrete C20, for vault and ground slab of the following thickness
F522.1 | Thickness 150-300mm | m³ | 3.7 |  | 0
Placing mass concrete C20, for suspended slab and ramp base of the following thickness
F522.2 | Thickness 150-300mm | m³ | 5 |  | 0
Placing Reinforced Concrete
Bases, Footings and Ground Slabs
Placing reinforced concrete C25, for footings of the following thickness
F622 | Thickness 150-300mm | m³ | 1.7 |  | 0
Carried to Collection |  |  |  |  | 0
Beams
Placing reinforced concrete, grade C25, for beams of the following cross-sectional area
F762 | Cross-sectional area 0.03 - 0.1 m2 | m³ | 2 |  | 0
CONCRETE ANCILLARIES
Formwork-Fair Finish
Fair Finish Plane Horizontal
Plane fair finish horizontal formwork of the following width
G214 | Width 0.4 - 1.22m | m² | 1.3 |  | 0
G215 | Width exceeding 1.22m | m² | 13.5 |  | 0
Fair Finish Plane Vertical
Plane fair finish vertical formwork of the following width
G244 | Width 0.4 - 1.22m | m² | 46.7 |  | 0
Reinforcement
Deformed High Yield Steel
High yield ribbed bars to BS 4449 and of the following sizes
G524 | Nominal size, 6-16mm | t | 0.26 |  | 0
Steel Fabric
Steel fabric reinforcement to BS4483, fabric reference A142, in concrete floor slab with minimum 200mm end side laps, and of the following mass
G563 | Nominal mass 2-3 kg/m² | m² | 21.5 |  | 0
Concrete Accessories
Finishing of top surfaces
Finishing of top surfaces by the following methods
G811 | Class U3 steel trowel finish | m² | 21.5 |  | 0
BRICKWORK, BLOCKWORK AND MASONRY
Burnt Clay Brickwork
Solid burnt clay brickwork to BS 3921, jointed with ordinary 1:4 cement mortar, hoop irons every three courses, and of the following thicknesses
U111.1 | 200 mm thick | m² | 87 |  | 0
Solid burnt clay brickwork to BS 3921, jointed with ordinary 1:4 cement mortar, hoop irons every three courses, and of the following thicknesses
U111.2 | 150 mm thick | m² | 48 |  | 0
Burnt clay pompei grill brickwork vents, jointed with ordinary 1:4 cement mortar, hoop irons every three courses, as detailed in the drawings of the following sizes
U111.3 | 100 mm thick | m² | 5 |  | 0
PAINTING
High Gloss
Timber Surfaces
External quality weather guard paint, two coats, to the following timber surfaces; include surface preparation and undercoat as specified
V321 | Upper surfaces of fascia board inclined at an angle not exceeding 30 degrees to the horizontal | m² | 7 |  | 0
Carried to Collection |  |  |  |  | 0
Masonry
External quality weather guard paint, two coats, to the following smooth concrete surfaces; include surface preparation and undercoat as specified
V333 | Surfaces of walls inclined at an angle exceeding 60 degrees to the horizontal | m² | 52 |  | 0
Emulsion Paint
Masonry
Internal quality vinyl silk paint, two coats, to the following smooth concrete surfaces; include surface preparation and undercoat as specified
V553 | Surfaces of walls inclined at an angle exceeding 60 degrees to the horizontal | m² | 85 |  | 0
WATER PROOFING
Damp Proofing
Damp proof course of bitumen impregnated fabric to BS 6398 for the following wall thickness
W113 | 200 mm wide | m | 40 |  | 0
Rendering
W153 | Rendering of wall surfaces to walls inclined at an angle exceeding 60 degrees to the horizontal in 1:3 ordinary cement mortar finished with a wood float | m² | 58.3 |  | 0
Ceramic Tiles
W173 | White ceramic wall tiles to internal faces of walls | m² | 49 |  | 0
Protective Layers
Flexible Sheeting
Flexible polyethylene sheeting, gauge 1000, or similar approved, laid to the surface of sand blinded hardcore fill
W421 | Surfaces of blinding hardcore inclined at an angle not exceeding 30 degrees to the horizontal | m² | 11 |  | 0
Sand and Cement Screed
Sand and cement screed of 1:3 cement sand mortar, applied to concrete floors, 25 mm thick, prepared and applied as specified, and finished with a steel float
W441 | Surfaces of floors inclined at an angle not exceeding 30 degrees to the horizontal | m² | 18 |  | 0
MISCELLANEOUS WORKS
Structural
Doors
Supply and fix approved solid hardwood doors with three coats of polyurethane varnish on general surfaces of door as described; 50mm two panel framed door comprising 50 x 100mm stiles, top, middle and bottom rails all grooved and with both panels filled with 30 x 100mm vertical tongued and grooved battens with rubber door stops, all iron mongery and locking arrangements of the following sizes
X599.1 | Single leaf door overall size 800mm x 2100mm (W x H) | nr | 6 |  | 0
Supply and fix the following mild steel grill doors to the Engineers' details constructed from 75 x 50 x 2mm hollow steel sections primed with red oxide paint, painted with three coats of high gloss paint; complete with all necessary iron mongery and accessories
X599.2 | Single leaf door overall size 1000 x 2100mm high | nr | 1 |  | 0
Vault Access Slabs
Supply and Install pre-fabricated concrete slabs 120mm thick, inclusive of the squat pit and leg placements and of the following dimensions
X599.3 | 1200mm x 1400mm (W x L) | nr | 5 |  | 0
X599.4 | Supply and complete installation of corrosion proof manhole access covers 500mm x 650mm complete as specified including lifting hooks | nr | 2 |  | 0
Carried to Collection |  |  |  |  | 0
Roofing
X599.5 | Construct roofing, complete as in the drawings and as specified; include tie beams, purlins, rafters, struts, wall plate, facia board, all roofing timber, gauge 28 blue prepainted GCI sheeting and ridges to the Engineer's satisfaction. | m² | 18.4 |  | 0
Building Finishes
X599.6 | Supply and fix a 450 x 800mm granite "Project Label Plate" to detail | sum | 1 |  | 0
X599.7 | Supply ND 25mm GI pipe toilet grab rail for the disabled toilet complete with all fittings and ancillaries including anchoring into the floor and wall to the Engineers approval and details | nr | 2 |  | 0
X599.8 | Supply and Install OD 110 mm uPVC PN 6 vent pipe, complete with Tee, wire gauze fly screens and all ancillaries | m | 25 |  | 0
X599.9 | Building finishes including; constructing 20x100mm high 1:3 cement-sand skirting, 700mm wide C20 concrete splash apron; supply and installation of 5no. toilet paper holders, complete to the specifications and as directed by the Engineer | sum | 1 |  | 0
X599.10 | Supply and fix squating satopans in all stances | nr | 5 |  | 0
X599.11 | Supply and fix seating satopan in the disabled | nr | 1 |  | 0
Water and Drainage
X599.12 | Construct Urinal facility complete with floor trap, domical removable cast iron grating, gulley trap and including OD 110 uPVC PN 6 drainage pipework to soak away pit | sum | 1 |  | 0
X599.13 | SUPPLY AND FIX Washalots comprising 3m long x 110mm diameter BLUE HDPE pipe; 3No. 110 x 170 x 6mm PE plate; 10No. stainless steel outlet with strainer at 300mm centers; 3No. 50mm diameter GI stand pipe with metal lugs cast into mass concrete C20 (20mm aggregate) including soap holder; 3No. 150mm dia x 5mm stainless steel flexible clamps; allow for all the neccessary fixing accessories (Prices should include connection to the water supply system with 20mm HDPE pipe complete with all accessories) | nr | 2 |  | 0
X599.14 | Excavate and construct 1500mm top/bottom diameter x 2.0m deep soak pit complete including filling with hardcore, covering with 2 layers of gauge 1000 polyethylene sheet | nr | 1 |  | 0
X599.15 | Supply and place pre-painted smooth wooden squat covers complete with lifting handles to the approval of the engineer | nr | 5 |  | 0
PROVISIONAL SUMS
Electrical Installation
X599.16 | Allow for electric power connection to the toilet block including processing a customer account with UMEME | sum | Rate Only |  | 0
X599.17 | Supply and Install 3No. security lights with all respective electricals; i.e. MCB, copper cables, earthing protection,etc, complete with all accessories as specified and directed by the Engineer | sum | Rate Only |  | 0
X599.18 | Allow for construction of an incinerator attached to the toilet, complete with a Chimney, access doors, steel grating, all as shown in the drawings and as directed by the Engineer. Include appropriate fireproofing and insulation to protect combustible elements of the building | sum | Rate Only |  | 0
Carried to Collection |  |  |  |  | 0
Summary Page
| Page 1 of 6 |  |  |  | 0
| Page 2 of 6 |  |  |  | 0
| Page 3 of 6 |  |  |  | 0
| Page 4 of 6 |  |  |  | 0
| Page 5 of 6 |  |  |  | 0
Carried to Grand Summary |  |  |  |  | 0

## B 13.3 - PUBLIC TOILET
MINISTRY OF WATER AND ENVIRONMENT
LOT 3 CONSTRUCTION OF ENYAU (INTAKE, WATER TREATMENT PLANT, OTUMBARI, NDAAPI AND MVEPI3) WATER SUPPLY & SANITATION SYSTEM
CONTRACT No. MWE/ WRKS/…..
BILL No. 13.3: WATERBORNE PUBLIC TOILET
Item Nr. | Description | Unit | Quantity | Rate (USh) | Amount (USh)
The works under this bill are covered under the Particular Specifications. The relevant drawings are the DRAWING ALA-ORA_SAN_003, series (including references made there-in to other drawings)
DEMOLITION AND SITE CLEARANCE
General Site Clearance
D100 | General site clearance for toilet | ha | 0.0154 |  | 0
Trees
Cut and dispose of trees of the following girth; include removal of stump and backfilling the hole left with top soil
D210 | Girth 500 mm-1 m | nr | 1 |  | 0
Stumps
Remove and dispose of stumps of the following diameter; include for grabbing up the roots and backfilling the hole left with top soil
D310 | Diameter 150-500 mm | nr | 1 |  | 0
EARTHWORKS
Excavation for foundations
Topsoil
E310 | Strip top soil, depth not exceeding 0.15 for toilet foundation | m³ | 23.1 |  | 0
Ordinary Soil
Excavation for foundations in material other than topsoil,rock or artificial hard material, commencing surface is the formation level
E322 | Depth not exceeding 0.5m | m³ | 1.4 |  | 0
E323 | Depth 0.5 - 1 m | m³ | 18.9 |  | 0
E324 | Depth 1 - 2 m | m³ | 24.5 |  | 0
Rock
Excavation for foundations in rock,commencing surface is the exposed surface of the rock
E333 | Depth 0.5-1m | m³ | 0.7 |  | 0
E334 | Depth 1 - 2 m | m³ | 0.7 |  | 0
Excavation Ancillaries
Trimming
Trimming of excavated surfaces for whole structure in the following materials
E512 | Material other than topsoil,rock,or artificial hard material inclined at an angle not exceeding 45 degrees to the horizontal | m² | 60.2 |  | 0
E513 | Rock surfaces inclined at an angle not exceeding 45 degrees to the horizontal | m² | 4.6 |  | 0
Preparation
Preparation of excavated surfaces for whole structure in the following materials
E522 | Material other than topsoil,rock,or artificial hard material inclined at an angle not exceeding 45 degrees to the horizontal | m² | 104.3 |  | 0
E523 | Rock surfaces inclined at an angle not exceeding 45 degrees to the horizontal | m² | 4.2 |  | 0
Carried to Collection |  |  |  |  | 0
Disposal of Excavated Material
Disposal of excavated material to approved sites as directed by the Engineer
E532 | Material other than topsoil,rock,or artificial hard material | m³ | 32.55 |  | 0
E533 | Rock | m³ | 1.4 |  | 0
Filling
Structures
Filling to Structures by methods specified and to depths as shown in the drawings with the following materials
E614 | Selected excavated material other than topsoil, rock or artificial hard material | m³ | 12.25 |  | 0
E617 | Imported rock of size and grading as specified; include sand blinding on top | m³ | 16.8 |  | 0
Landscaping
E830 | Turfing for lawns around toilet block; include filling with excavated topsoil and the preparation of the surfaces | m² | 73.5 |  | 0
IN-SITU CONCRETE
Provision of Concrete
Ordinary Designed Mix Concrete
Grade C15
Designed mix, grade C15 concrete, to BS 5328, with ordinary portland cement to BS 12, aggregate to BS882, for the following aggregate sizes
F122 | 20mm aggregate | m³ | 1.26 |  | 0
Grade C20
Designed mix, grade C20 concrete, to BS 5328, with ordinary portland cement to BS 12, aggregate to BS882, for the following aggregate sizes
F132 | 20mm aggregate | m³ | 16.31 |  | 0
Grade C25
Designed mix, grade C25 concrete, to BS 5328, with ordinary portland cement to BS 12, aggregate to BS882, for the following aggregate sizes
F142 | 10mm aggregate | m³ | 16.31 |  | 0
Placing Mass Concrete
Blinding
Placing blinding concrete, for footings, grade C15, of the following thickness
F611 | Thickness not exceeding 150mm | m³ | 1.26 |  | 0
Bases, Footings and Ground Slabs
Placing mass concrete C20, for ground slab and ramp base of the following thickness
F622 | Thickness 150-300mm | m³ | 9.87 |  | 0
Placing Reinforced Concrete
Bases, Footings and Ground Slabs
Placing reinforced concrete C25, for footings of the following thickness
F722 | Thickness 150-300mm | m³ | 4.83 |  | 0
Carried to Collection |  |  |  |  | 0
Beams
F762 | Cross-sectional area 0.03 - 0.1 m2 | m³ | 1.61 |  | 0
CONCRETE ANCILLARIES
Formwork-Fair Finish
Fair Finish Plane Horizontal
Plane fair finish horizontal formwork of the following width
G214 | Width 0.4 - 1.22m | m² | 3.5 |  | 0
Fair Finish Plane Vertical
G244 | Width 0.4 - 1.22m | m² | 74.2 |  | 0
Reinforcement
Deformed High Yield Steel
High yield ribbed bars to BS 4449 and of the following sizes
G524 | Nominal size, 6-16mm | t | 0.448 |  | 0
Steel Fabric
Steel fabric reinforcement to BS4483, fabric reference A142, in concrete floor slab with minimum 200mm end side laps, and of the following mass
G563 | Nominal mass 2-3 kg/m² | m² | 60.9 |  | 0
Concrete Accessories
Finishing of top surfaces
Finishing of top surfaces by the following methods
G811 | Class U3 steel trowel finish | m² | 60.9 |  | 0
G812 | Class U2 wood float finish to top of floor of toilet | m² | 5.25 |  | 0
BRICKWORK, BLOCKWORK AND MASONRY
Burnt Clay Brickwork
Solid burnt clay brickwork to BS 3921, jointed with ordinary 1:4 cement mortar, hoop irons every three courses, and of the following thicknesses
U511.1 | 230 mm thick | m² | 64.4 |  | 0
Solid burnt clay brickwork to BS 3921, jointed with ordinary 1:4 cement mortar, hoop irons every three courses, and of the following thicknesses
U511.2 | 150 mm thick | m² | 83.3 |  | 0
Burnt clay pompei grill brickwork vents, jointed with ordinary 1:4 cement mortar, hoop irons every three courses, as detailed in the drawings of the following sizes
U511.3 | 100 mm thick | m² | 9.1 |  | 0
Damp proof course of bitumen impregnated fabric to BS 6398 for the following wall thickness
U582 | 200 mm thick | m | 74.2 |  | 0
Carried to Collection |  |  |  |  | 0
PAINTING
High Gloss
Timber Surfaces
External quality weather guard paint, two coats, to the following timber surfaces; include surface preparation and undercoat as specified
V321 | Upper surfaces of fascia board inclined at an angle not exceeding 30 degrees to the horizontal | m² | 7 |  | 0
Masonry
External quality weather guard paint, two coats, to the following smooth concrete surfaces; include surface preparation and undercoat as specified
V333 | Surfaces of walls inclined at an angle exceeding 60 degrees to the horizontal | m² | 42 |  | 0
Emulsion Paint
Masonry
Internal quality vinyl silk paint, two coats, to the following smooth concrete surfaces; include surface preparation and undercoat as specified
V553 | Surfaces of walls inclined at an angle exceeding 60 degrees to the horizontal | m² | 196 |  | 0
WATER PROOFING
Damp Proofing
Rendering
W153 | Rendering of wall surfaces to walls inclined at an angle exceeding 60 degrees to the horizontal in 1:3 ordinary cement mortar finished with a wood float | m² | 238 |  | 0
Ceramic Tiles
W173 | White ceramic wall tiles to internal faces of walls | m² | 9.8 |  | 0
Protective Layers
Flexible Sheeting
Flexible polyethylene sheeting, gauge 1000, or similar approved, laid to the surface of sand blinded hardcore fill
W421 | Surfaces of blinding hardcore inclined at an angle not exceeding 30 degrees to the horizontal | m² | 60.9 |  | 0
Terrazzo floor finish
W441 | 'Surfaces of floors, skirtings and splash aprons | m² | 60.9 |  | 0
MISCELLANEOUS WORKS
Structural
Windows
Supply and fix the following mild steel windows toetails constructed from standard steel sections primed with red oxide paint, painted with three coats of high gloss paint; complete with all necessary iron mongery, stays, plugging and fixing to wall
X599.1 | Top hung double leaf hinged windows overall size 2000 x 1000mm high comprising of 3mm thick mild steel panes welded on a 25x25x3mm thick angle frame painted colour blue | nr | 2 |  | 0
Carried to Collection |  |  |  |  | 0
Doors
Supply and fix approved solid hardwood doors with three coats of polyurethane varnish on general surfaces of door as described; 50mm two panel framed door comprising 50 x 100mm stiles, top, middle and bottom rails all grooved and with both panels filled with 30 x 100mm vertical tongued and grooved battens with rubber door stops, all iron mongery and locking arrangements of the following sizes
X599.2 | Single leaf door overall size 800mm x 2100mm (W x H) | nr | 6 |  | 0
X599.3 | 800mm x 2100mm (W x H) split into equal bottom and top leafs each leaf with respective iron mongery, locking and wall stay arrangements | nr | 2 |  | 0
X599.4 | Double leaf door overall size 1750mm x 2100mm (W x H) | nr | 2 |  | 0
Supply and fix the following mild steel grill doors to the Engineers' details constructed from 75 x 50 x 2mm hollow steel sections primed with red oxide paint, painted with three coats of high gloss paint; complete with all necessary iron mongery and accessories
X599.5 | Single leaf door overall size 1000 x 2100mm high | nr | 2 |  | 0
Roofing
X599.6 | Construct roofing, complete as in the drawings and as specified; include tie beams, purlins, rafters, struts, wall plate, facia board, metal lathe ceiling and eaves, and all roofing timber, gauge 28 blue prepainted GCI sheeting and ridges to the Engineer's satisfaction. | m² | 80.5 |  | 0
Building Finishes
X599.7 | Supply and fix a 450 x 800mm granite "Project Label Plate" to detail as directed by the Engineer | sum | 1 |  | 0
X599.8 | Supply ND 25mm GI pipe toilet grab rail for the disabled toilet complete with all fittings and ancillaries including anchoring into the floor and wall to the Engineers approval and details | nr | 4 |  | 0
X599.9 | Building finishes including; constructing 20x100mm high 1:3 cement-sand skirting, 700mm wide C20 concrete splash apron; supply and installation of 10no. toilet paper holders, installation of floor drains with associated pipework and fitting s connected to soak pit, complete to the specifications and as directed by the Engineer | sum | 1 |  | 0
X599.10 | Supply and install 1 no. wooden worktop 1800x400x20mm thick and 3 no. wooden shelves 4000x600x20mm thick made from solid hard wood timber and finished with formica or medium density fibre boards (MDF), include beading, brackets, support structures; complete to the specifications and as directed by the Engineer | sum | 1 |  | 0
Water and Drainage
X599.11 | Supply and erect 2000 litre (2m3) high level and 500 litre low level Polyethylene tanks as Polytank, elevated from 2m up to 4m above ground level on a mild steel 80mm steel sectional painted tower or equivalent, complete with access ladders and platforms, including all PN 10 GI/PPR pipework, fittings, gate valves, ball float valve, rain water gutters to low level tank and connection to all water closets, urinal and hand washing facilities in toilet block | sum | 1 |  | 0
X599.12 | Supply materials and install service line connection including all all PN 10 GI/PPR/HDPE plumbing pipe work, fittings and ancillaries from the distribution main to the overhead water tank | sum | 1 |  | 0
X599.13 | Construct Urinal facility with perforated DN 20 PPR/GI water pipework, valves, fittings, floor trap, domical removable cast iron grating, gulley trap | sum | 1 |  | 0
Carried to Collection |  |  |  |  | 0
X599.14 | Provide materials and construct a hand washing facility complete with wash hand basins, DN 13/20 GI/PPR plumbing pipework, uPVC drainage pipework, all fittings, gulley and bottle traps, valves, 13mm diameter chromium plated pillar taps, waste outlet gratings, all accessories, including single low level wash hand basin for disabled person's usage; as per specifications and drawings and to the Engineer's approval | nr | 2 |  | 0
X599.15 | Excavate and construct standard manholes in 200mm thick blockwork, internal depth not exceeding 1.0m, bonded in concrete mortar(1:5) and rendered internally with concrete mortar (1:4), concrete benching, complete with and including CI frame and cover, and interconnecting OD 110mm pvc drain pipes to toilet block | nr | 2 |  | 0
X599.16 | Supply and Install OD 110 mm uPVC PN 6 drainage pipework to BS 4660, complete with spigot and socket joints, all fittings; from toilet block to Septic Tank and Soak Pit | m | 40 |  | 0
X599.17 | Excavate and construct Septic Tank of effective capacity 18m3 in blockwork and reinforced concrete, rendered smooth inside complete with inlet and outlet manholes benching, heavy duty cast iron manhole covers | Sum | 1 |  | 0
X599.18 | Excavate and construct 1500mm top/bottom diameter x 2.0m deep soak pit complete including filling with hardcore, covering with 2 layers of gauge 1000 polyethylene sheet | nr | 1 |  | 0
X599.19 | Supply and install squatting type low level water closet suite complete with WC pan, heavy duty cistern complete with anti-vandal cage, flush pipe, connected to nearest manhole; all to the Engineer's satisfaction | nr | 6 |  | 0
X599.20 | Supply and install seat type low level water closet suite complete with WC pan, heavy duty cistern, flush pipe complete with anti-vandal cage, connected to nearest manhole; all to the Engineer's satisfaction | nr | 2 |  | 0
PROVISIONAL SUMS
Electrical Installation
X599.21 | Allow for electric power connection to the toilet block including processing a customer account with UMEME | sum | Rate Only |  | 0
X599.22 | Supply and Install all respective electricals for building lighting; i.e. MCB, metal clad switches, lights, 3core XLPE/SWA/PVC Copper cables, concealed conduits, lights, earthing protection,etc, complete with all accessories as specified and directed by the Engineer | sum | Rate Only |  | 0
X599.23 | Allow for profits and overheads on Item No. Electrical Installation | % | Rate Only |  | 0
Carried to Summary |  |  |  |  | 0
Summary Page
| Page 1 of 7 |  |  |  | 0
| Page 2 of 7 |  |  |  | 0
| Page 3 of 7 |  |  |  | 0
| Page 4 of 7 |  |  |  | 0
| Page 5 of 7 |  |  |  | 0
| Page 6 of 7 |  |  |  | 0
Public Sanitation Waterborne Toilet
Carried to Grand Summary |  |  |  |  | 0

## Bill 14
MINISTRY OF WATER AND ENVIRONMENT
LOT 3 CONSTRUCTION OF ENYAU (INTAKE, WATER TREATMENT PLANT, OTUMBARI, NDAAPI AND MVEPI3) WATER SUPPLY & SANITATION SYSTEM
CONTRACT No. MWE/ WRKS/ …......
BILL No. 14: ENVIRONMENT AND SOCIAL SAFEGUARD MEASURES
Item Nr. | Description | Unit | Quantity | Rate (USh) | Amount (USh)
The works under this bill are covered under the Particular Specifications.
General Provision
14.1 | Sensitise all Contractors staffing, including foremen, supervisors and labourers on the requirement for and full implementation of the ESMP. | Sum | 1 |  | 0
14.2 | Provide for hoarding off construction sites for project infrastructure to intercept any eroded material and any soil material to remain within the site until it is taken away for proper disposal or used for backfilling to avoid loose soil being washed away by storm water. | Sum | 1 |  | 0
14.3 | Ensure no employee is exposed to a noise level greater than 85 dB (A) for a duration of more than 8 hours per day without hearing protection. (National Environment (Noise) Standards and Regulations). Workers operating equipment generating noise levels greater than 80 dBA over long hours must be given earmuffs; | Sum | 1 |  | 0
14.4 | Construct a drainage system with silt traps to reduce impacts of storm water from the construction site | Sum | 1 |  | 0
14.5 | Provide for installation of appropriate sanitary facilities at the campsite and ensure working gangs are provided with mobile toilets that will be maintained and emptied on time. The emptied sanitary waste shall be disposed of at regional feacal sludge treatment Plant. | Sum | 1 |  | 0
14.6 | Develop and implement a Waste Management Plan that puts into consideration sorting at the source, proper storage and transportation. That will at minimum contain the types, nature and quantities of wastes expected to be generated as well as their corresponding methods of treatment and disposal. The plan shall also indicate the sites of proposal as well as the frequency of collection and disposal. | Sum | 1 |  | 0
14.7 | Collect all sorts of waste generated during construction such as HPDE and uPVC offcuts and other accessories associated with water and sanitation projects and handover to recycling facilities. Other forms of waste which are inert or ceramic in nature may be collected by NEMA gazetted waste handlers (Who shall be engaged by the Contractor) and taken to a NEMA gazetted waste disposal facilities for disposal. | Sum | 1 |  | 0
14.8 | Collect and transport all organic waste generated at eating places during construction such as food stuffs to designated Town Council landfills for disposal. | Sum | 1 |  | 0
14.9 | Orient and sensitise all construction workers about responsible sexual behaviour, prevention of Gender Based Violence (GBV) and Sexual Exploitation and Abuse (SEA) in project communities. | Sum | 1 |  | 0
14.1 | Sensitise workers on their sexual rights. The client shall Work with the contractor on establishing zero tolerance policies and codes of conduct related to violence against women and girls (VAWG). | Sum | 1 |  | 0
14.11 | Develop a Health and Safety Policy and Action Plan, addressing workers’ occupational health and safety issues, workers’ welfare and working conditions in line with the Occupational Health and Safety Act of 2006, and World Bank Group EHS general Guidelines, and the EHS guidelines for water projects | Sum | 1 |  | 0
14.12 | Ensure adequate provision of PPEs (gloves, safety shoes, safety belts, overalls and goggles), as well as continuous awareness on the need for use of PPEs and enforcement of usage | Sum | 1 |  | 0
14.13 | Provide First aid facilities on site which are accessible to all personnel. It should among others contain rubber gloves, bandages, pain killers and cotton wool to cater for minor accident victim. | Sum | 1 |  | 0
14.14 | Contractor to have in place a Labour Force Management Plan, in line with the Labour Act and OHS Act. Labour Force Management Plan should address issues of workers’ welfare, child labour, workers code of conduct, sexual harassment among workers, compensation in cases of accidents, payments and contracts, a grievance management mechanism | Sum | 1 |  | 0
14.15 | Contractor to have in place a workers’ code of conduct to address abuse of women and girls that may lead to broken marriages, early pregnancies, sexual exploitation, spread of HIV/AIDS and all kinds of risky and inappropriate behaviour | Sum | 1 |  | 0
14.16 | Ensure works across wetland and streams are undertaken with minimal siltation and transportation of loose soil materials. | Sum | 1 |  | 0
Carried to Summary |  |  |  |  | 0