## TITLE SHEET
CONFIDENTIAL
YUMBE SOLAR POWERED WATER SUPPLY SYSTEMS
LOT 2 - GOBORO RURAL GROWTH CENTER
BILLS OF QUANTITIES

## Summary
MINISTRY OF WATER AND ENVIRONMENT
GOBORO WATER SUPPLY & SANITATION SYSTEM
GRAND SUMMARY
BILL NO. | DESCRIPTION | AMOUNT
(Ushs)
1 | PRELIMINARIES AND GENERAL ITEMS
| G-1 - General Items | 562100000
| G-2 - Method Related Charges | 0
| G-3 - Dayworks | 0
| TOTAL PRELIMINARIES AND GENERAL ITEMS | 562100000
WORKS ITEMS
MARU WATER SOURCE
2 | MARU BOREHOLE SITE | 0
3 | MARU SOLAR | 0
4 | TRANSMISSION MAINS 1 - MARU TO JUNCTION | 0
MALANGA WATER SOURCE
5 | MALANGA BOREHOLE SITE | 0
6 | MALANGA SOLAR | 0
7 | TRANSMISSION MAINS 2 - MALANGA TO STORAGE RESERVOIR | 0
8 | WATER TREATMENT WORKS | 0
9 | MAIN STORAGE RESERVOIR | 0
10 | DISTRIBUTION SYSTEM | 0
|  |  |  | 0% | 20% | 12%
11 | OFFICE BLOCK | 0
12 | TOILET BLOCKS | 0
13 | TOOLS AND EQUIPMENT | 0
| SUB TOTAL WORK ITEMS | 0
| SUB TOTAL 1 | 562100000 | 521000000
| Add 10% Contingencies | 56210000
| SUB TOTAL 2 | 618310000
| Add 18% VAT | 111295800
GRAND TOTAL |  | 729605800

## G-1
MINISTRY OF WATER AND ENVIRONMENT
GOBORO WATER SUPPLY & SANITATION SYSTEM
BILL NO. G-1: PRELIMINARIES AND GENERAL ITEMS
ITEM NO. | ITEM DESCRIPTION | UNIT | QUANTITY | RATE | AMOUNT
|  |  |  | UShs | UShs
Contractual Requirements
A110.1 | Performance security | sum | 1 |  | 0
A110.2 | Advance payment guarantee | sum | 1 |  | 0
A120 | Insurance of works covering all installations during and up to 28 days after the end of the defects liability period | sum | 1 |  | 0
A130 | Third party insurance | sum | 1 |  | 0
A140 | Insurance of Contractors Equipment | sum | 1 |  | 0
[8 empty] | Contractor's Markup |  |  |  | Contractor's Markup |  |  |  | Contractor's Markup |  |  |  | Contractor's Markup |  |  |  | Contractor's Markup |  |  |  | Contractor's Markup |  |  |  | Contractor's Markup |  |  |  | Contractor's Markup |  |  |  | Contractor's Markup |  |  |  | Contractor's Markup |  |  |  | Contractor's Markup |  |  |  | Contractor's Markup |  |  |  | Contractor's Markup |  |  |  | Contractor's Markup |  |  |  | Contractor's Markup |  |  |  | Contractor's Markup |  |  |  | Contractor's Markup |  |  |  | Contractor's Markup |  |  |  | Contractor's Markup |  |  |  | Contractor's Markup |  |  |  | Contractor's Markup |  |  |  | Contractor's Markup |  |  |  | Contractor's Markup |  |  |  | Contractor's Markup |  |  |  | Contractor's Markup |  |  |  | Contractor's Markup |  |  |  | Contractor's Markup |  |  |  | Contractor's Markup |  |  |  | Contractor's Markup |  |  |  | Contractor's Markup |  |  |  | Contractor's Markup |  |  |  | Contractor's Markup |  |  |  | Contractor's Markup |  |  |  | Contractor's Markup |  |  |  | Contractor's Markup |  |  |  | Contractor's Markup |  |  |  | Contractor's Markup |  |  |  | Contractor's Markup |  |  |  | Contractor's Markup |  |  |  | Contractor's Markup |  |  |  | Contractor's Markup |  |  |  | Contractor's Markup |  |  |  | Contractor's Markup |  |  |  | Contractor's Markup |  |  |  | Contractor's Markup |  |  |  | Contractor's Markup |  |  |  | Contractor's Markup |  |  |  | Contractor's Markup |  |  |  | Contractor's Markup |  |  |  | Contractor's Markup |  |  |  | Contractor's Markup |  |  |  | Contractor's Markup |  |  |  | Contractor's Markup |  |  |  | Contractor's Markup |  |  |  | Contractor's Markup |  |  |  | Contractor's Markup |  |  |  | Contractor's Markup |  |  |  | Contractor's Markup |  |  |  | Contractor's Markup |  |  |  | Contractor's Markup |  |  |  | Contractor's Markup |  |  |  | Contractor's Markup |  |  |  | Contractor's Markup |  |  |  | Contractor's Markup |  |  |  | Contractor's Markup |  |  |  | Contractor's Markup |  |  |  | Contractor's Markup |  |  |  | Contractor's Markup |  |  |  | Contractor's Markup |  |  |  | Contractor's Markup |  |  |  | Contractor's Markup |  |  |  | Contractor's Markup |  |  |  | Contractor's Markup |  |  |  | Contractor's Markup |  |  |  | Contractor's Markup |  |  |  | Contractor's Markup |  |  |  | Contractor's Markup |  |  |  | Contractor's Markup |  |  |  | Contractor's Markup |  |  |  | Contractor's Markup |  |  |  | Contractor's Markup |  |  |  | Contractor's Markup |  |  |  | Contractor's Markup |  |  |  | Contractor's Markup |  |  |  | Contractor's Markup |  |  |  | Contractor's Markup |  |  |  | Contractor's Markup |  |  |  | Contractor's Markup |  |  |  | Contractor's Markup |  |  |  | Contractor's Markup |  |  |  | Contractor's Markup |  |  |  | Contractor's Markup |  |  |  | Contractor's Markup |  |  |  | Contractor's Markup |  |  |  | Contractor's Markup |  |  |  | Contractor's Markup |  |  |  | Contractor's Markup |  |  |  | Contractor's Markup |  |  |  | Contractor's Markup |  |  |  | Contractor's Markup |  |  |  | Contractor's Markup |  |  |  | Contractor's Markup |  |  |  | Contractor's Markup |  |  |  | Contractor's Markup |  |  |  | Contractor's Markup |  |  |  | Contractor's Markup |  |  |  | Contractor's Markup |  |  |  | Contractor's Markup |  |  |  | Contractor's Markup |  |  |  | Contractor's Markup |  |  |  | Contractor's Markup |  |  |  | Contractor's Markup |  |  |  | Contractor's Markup |  |  |  | Contractor's Markup |  |  |  | Contractor's Markup |  |  |  | Contractor's Markup |  |  |  | Contractor's Markup |  |  |  | Contractor's Markup |  |  |  | Contractor's Markup |  |  |  | Contractor's Markup |  |  |  | Contractor's Markup |  |  |  | Contractor's Markup |  |  |  | Contractor's Markup |  |  |  | Contractor's Markup |  |  |  | Contractor's Markup |  |  |  | Contractor's Markup |  |  |  | Contractor's Markup |  |  |  | Contractor's Markup |  |  |  | Contractor's Markup |  |  |  | Contractor's Markup |  |  |  | Contractor's Markup |  |  |  | Contractor's Markup |  |  |  | Contractor's Markup |  |  |  | Contractor's Markup |  |  |  | Contractor's Markup |  |  |  | Contractor's Markup |  |  |  | Contractor's Markup |  |  |  | Contractor's Markup |  |  |  | Contractor's Markup |  |  |  | Contractor's Markup |  |  |  | Contractor's Markup |  |  |  | Contractor's Markup |  |  |  | Contractor's Markup |  |  |  | Contractor's Markup |  |  |  | Contractor's Markup |  |  |  | Contractor's Markup |  |  |  | Contractor's Markup |  |  |  | Contractor's Markup |  |  |  | Contractor's Markup |  |  |  | Contractor's Markup |  |  |  | Contractor's Markup |  |  |  | Contractor's Markup |  |  |  | Contractor's Markup |  |  |  | Contractor's Markup |  |  |  | Contractor's Markup |  |  |  | Contractor's Markup |  |  |  | Contractor's Markup |  |  |  | Contractor's Markup |  |  |  | Contractor's Markup |  |  |  | Contractor's Markup |  |  |  | Contractor's Markup |  |  |  | Contractor's Markup |  |  |  | Contractor's Markup |  |  |  | Contractor's Markup |  |  |  | Contractor's Markup |  |  |  | Contractor's Markup |  |  |  | Contractor's Markup |  |  |  | Contractor's Markup |  |  |  | Contractor's Markup |  |  |  | Contractor's Markup |  |  |  | Contractor's Markup |  |  |  | Contractor's Markup |  |  |  | Contractor's Markup |  |  |  | Contractor's Markup |  |  |  | Contractor's Markup |  |  |  | Contractor's Markup |  |  |  | Contractor's Markup |  |  |  | Contractor's Markup |  |  |  | Contractor's Markup |  |  |  | Contractor's Markup |  |  |  | Contractor's Markup |  |  |  | Contractor's Markup |  |  |  | Contractor's Markup |  |  |  | Contractor's Markup |  |  |  | Contractor's Markup |  |  |  | Contractor's Markup |  |  |  | Contractor's Markup |  |  |  | Contractor's Markup |  |  |  | Contractor's Markup |  |  |  | Contractor's Markup |  |  |  | Contractor's Markup |  |  |  | Contractor's Markup |  |  |  | Contractor's Markup |  |  |  | Contractor's Markup |  |  |  | Contractor's Markup |  |  |  | Contractor's Markup |  |  |  | Contractor's Markup |  |  |  | Contractor's Markup |  |  |  | Contractor's Markup |  |  |  | Contractor's Markup |  |  |  | Contractor's Markup |  |  |  | Contractor's Markup |  |  |  | Contractor's Markup |  |  |  | Contractor's Markup |  |  |  | Contractor's Markup |  |  |  | Contractor's Markup |  |  |  | Contractor's Markup |  |  |  | Contractor's Markup |  |  |  | Contractor's Markup |  |  |  | Contractor's Markup |  |  |  | Contractor's Markup |  |  |  | Contractor's Markup |  |  |  | Contractor's Markup |  |  |  | Contractor's Markup |  |  |  | Contractor's Markup |  |  |  | Contractor's Markup |  |  |  | Contractor's Markup |  |  |  | Contractor's Markup |  |  |  | Contractor's Markup |  |  |  | Contractor's Markup |  |  |  | Contractor's Markup |  |  |  | Contractor's Markup |  |  |  | Contractor's Markup |  |  |  | Contractor's Markup |  |  |  | Contractor's Markup |  |  |  | Contractor's Markup |  |  |  | Contractor's Markup |  |  |  | Contractor's Markup |  |  |  | Contractor's Markup |  |  |  | Contractor's Markup |  |  |  | Contractor's Markup |  |  |  | Contractor's Markup |  |  |  | Contractor's Markup |  |  |  | Contractor's Markup |  |  |  | Contractor's Markup |  |  |  | Contractor's Markup |  |  |  | Contractor's Markup |  |  |  | Contractor's Markup |  |  |  | Contractor's Markup |  |  |  | Contractor's Markup |  |  |  | Contractor's Markup |  |  |  | Contractor's Markup |  |  |  | Contractor's Markup |  |  |  | Contractor's Markup |  |  |  | Contractor's Markup |  |  |  | Contractor's Markup |  |  |  | Contractor's Markup |  |  |  | Contractor's Markup |  |  |  | Contractor's Markup |  |  |  | Contractor's Markup |  |  |  | Contractor's Markup |  |  |  | Contractor's Markup |  |  |  | Contractor's Markup |  |  |  | Contractor's Markup |  |  |  | Contractor's Markup |  |  |  | Contractor's Markup |  |  |  | Contractor's Markup |  |  |  | Contractor's Markup |  |  |  | Contractor's Markup |  |  |  | Contractor's Markup |  |  |  | Contractor's Markup |  |  |  | Contractor's Markup |  |  |  | Contractor's Markup |  |  |  | Contractor's Markup |  |  |  | Contractor's Markup |  |  |  | Contractor's Markup |  |  |  | Contractor's Markup |  |  |  | Contractor's Markup |  |  |  | Contractor's Markup |  |  |  | Contractor's Markup |  |  |  | Contractor's Markup |  |  |  | Contractor's Markup |  |  |  | Contractor's Markup |  |  |  | Contractor's Markup |  |  |  | Contractor's Markup |  |  |  | Contractor's Markup |  |  |  | Contractor's Markup |  |  |  | Contractor's Markup |  |  |  | Contractor's Markup |  |  |  | Contractor's Markup |  |  |  | Contractor's Markup |  |  |  | Contractor's Markup |  |  |  | Contractor's Markup |  |  |  | Contractor's Markup |  |  |  | Contractor's Markup |  |  |  | Contractor's Markup |  |  |  | Contractor's Markup |  |  |  | Contractor's Markup |  |  |  | Contractor's Markup |  |  |  | Contractor's Markup |  |  |  | Contractor's Markup |  |  |  | Contractor's Markup |  |  |  | Contractor's Markup |  |  |  | Contractor's Markup |  |  |  | Contractor's Markup |  |  |  | Contractor's Markup |  |  |  | Contractor's Markup |  |  |  | Contractor's Markup |  |  |  | Contractor's Markup |  |  |  | Contractor's Markup |  |  |  | Contractor's Markup |  |  |  | Contractor's Markup |  |  |  | Contractor's Markup |  |  |  | Contractor's Markup |  |  |  | Contractor's Markup |  |  |  | Contractor's Markup |  |  |  | Contractor's Markup |  |  |  | Contractor's Markup |  |  |  | Contractor's Markup |  |  |  | Contractor's Markup |  |  |  | Contractor's Markup |  |  |  | Contractor's Markup |  |  |  | Contractor's Markup |  |  |  | Contractor's Markup |  |  |  | Contractor's Markup |  |  |  | Contractor's Markup |  |  |  | Contractor's Markup |  |  |  | Contractor's Markup |  |  |  | Contractor's Markup |  |  |  | Contractor's Markup |  |  |  | Contractor's Markup |  |  |  | Contractor's Markup |  |  |  | Contractor's Markup |  |  |  | Contractor's Markup |  |  |  | Contractor's Markup |  |  |  | Contractor's Markup |  |  |  | Contractor's Markup |  |  |  | Contractor's Markup |  |  |  | Contractor's Markup |  |  |  | Contractor's Markup |  |  |  | Contractor's Markup |  |  |  | Contractor's Markup |  |  |  | Contractor's Markup |  |  |  | Contractor's Markup |  |  |  | Contractor's Markup |  |  |  | Contractor's Markup |  |  |  | Contractor's Markup |  |  |  | Contractor's Markup |  |  |  | Contractor's Markup |  |  |  | Contractor's Markup |  |  |  | Contractor's Markup |  |  |  | Contractor's Markup |  |  |  | Contractor's Markup |  |  |  | Contractor's Markup |  |  |  | Contractor's Markup |  |  |  | Contractor's Markup |  |  |  | Contractor's Markup |  |  |  | Contractor's Markup |  |  |  | Contractor's Markup |  |  |  | Contractor's Markup |  |  |  | Contractor's Markup |  |  |  | Contractor's Markup |  |  |  | Contractor's Markup |  |  |  | Contractor's Markup |  |  |  | Contractor's Markup |  |  |  | Contractor's Markup |  |  |  | Contractor's Markup |  |  |  | Contractor's Markup |  |  |  | Contractor's Markup |  |  |  | Contractor's Markup |  |  |  | Contractor's Markup |  |  |  | Contractor's Markup |  |  |  | Contractor's Markup |  |  |  | Contractor's Markup |  |  |  | Contractor's Markup |  |  |  | Contractor's Markup |  |  |  | Contractor's Markup |  |  |  | Contractor's Markup |  |  |  | Contractor's Markup |  |  |  | Contractor's Markup |  |  |  | Contractor's Markup |  |  |  | Contractor's Markup |  |  |  | Contractor's Markup |  |  |  | Contractor's Markup |  |  |  | Contractor's Markup |  |  |  | Contractor's Markup |  |  |  | Contractor's Markup |  |  |  | Contractor's Markup |  |  |  | Contractor's Markup |  |  |  | Contractor's Markup |  |  |  | Contractor's Markup |  |  |  | Contractor's Markup |  |  |  | Contractor's Markup |  |  |  | Contractor's Markup |  |  |  | Contractor's Markup |  |  |  | Contractor's Markup |  |  |  | Contractor's Markup |  |  |  | Contractor's Markup |  |  |  | Contractor's Markup |  |  |  | Contractor's Markup |  |  |  | Contractor's Markup |  |  |  | Contractor's Markup |  |  |  | Contractor's Markup |  |  |  | Contractor's Markup |  |  |  | Contractor's Markup |  |  |  | Contractor's Markup |  |  |  | Contractor's Markup |  |  |  | Contractor's Markup |  |  |  | Contractor's Markup |  |  |  | Contractor's Markup |  |  |  | Contractor's Markup |  |  |  | Contractor's Markup |  |  |  | Contractor's Markup |  |  |  | Contractor's Markup |  |  |  | Contractor's Markup |  |  |  | Contractor's Markup |  |  |  | Contractor's Markup |  |  |  | Contractor's Markup |  |  |  | Contractor's Markup |  |  |  | Contractor's Markup |  |  |  | Contractor's Markup |  |  |  | Contractor's Markup |  |  |  | Contractor's Markup |  |  |  | Contractor's Markup |  |  |  | Contractor's Markup |  |  |  | Contractor's Markup |  |  |  | Contractor's Markup |  |  |  | Contractor's Markup |  |  |  | Contractor's Markup |  |  |  | Contractor's Markup |  |  |  | Contractor's Markup |  |  |  | Contractor's Markup |  |  |  | Contractor's Markup |  |  |  | Contractor's Markup |  |  |  | Contractor's Markup |  |  |  | Contractor's Markup |  |  |  | Contractor's Markup |  |  |  | Contractor's Markup |  |  |  | Contractor's Markup |  |  |  | Contractor's Markup |  |  |  | Contractor's Markup |  |  |  | Contractor's Markup |  |  |  | Contractor's Markup |  |  |  | Contractor's Markup |  |  |  | Contractor's Markup |  |  |  | Contractor's Markup |  |  |  | Contractor's Markup |  |  |  | Contractor's Markup |  |  |  | Contractor's Markup |  |  |  | Contractor's Markup |  |  |  | Contractor's Markup |  |  |  | Contractor's Markup |  |  |  | Contractor's Markup |  |  |  | Contractor's Markup |  |  |  | Contractor's Markup |  |  |  | Contractor's Markup |  |  |  | Contractor's Markup |  |  |  | Contractor's Markup |  |  |  | Contractor's Markup |  |  |  | Contractor's Markup |  |  |  | Contractor's Markup |  |  |  | Contractor's Markup |  |  |  | Contractor's Markup |  |  |  | Contractor's Markup |  |  |  | Contractor's Markup |  |  |  | Contractor's Markup |  |  |  | Contractor's Markup |  |  |  | Contractor's Markup |  |  |  | Contractor's Markup |  |  |  | Contractor's Markup |  |  |  | Contractor's Markup |  |  |  | Contractor's Markup |  |  |  | Contractor's Markup |  |  |  | Contractor's Markup |  |  |  | Contractor's Markup |  |  |  | Contractor's Markup |  |  |  | Contractor's Markup |  |  |  | Contractor's Markup |  |  |  | Contractor's Markup |  |  |  | Contractor's Markup |  |  |  | Contractor's Markup |  |  |  | Contractor's Markup |  |  |  | Contractor's Markup |  |  |  | Contractor's Markup |  |  |  | Contractor's Markup |  |  |  | Contractor's Markup |  |  |  | Contractor's Markup |  |  |  | Contractor's Markup |  |  |  | Contractor's Markup |  |  |  | Contractor's Markup |  |  |  | Contractor's Markup |  |  |  | Contractor's Markup |  |  |  | Contractor's Markup |  |  |  | Contractor's Markup |  |  |  | Contractor's Markup |  |  |  | Contractor's Markup |  |  |  | Contractor's Markup |  |  |  | Contractor's Markup |  |  |  | Contractor's Markup |  |  |  | Contractor's Markup |  |  |  | Contractor's Markup |  |  |  | Contractor's Markup |  |  |  | Contractor's Markup |  |  |  | Contractor's Markup |  |  |  | Contractor's Markup |  |  |  | Contractor's Markup |  |  |  | Contractor's Markup |  |  |  | Contractor's Markup |  |  |  | Contractor's Markup |  |  |  | Contractor's Markup |  |  |  | Contractor's Markup |  |  |  | Contractor's Markup |  |  |  | Contractor's Markup |  |  |  | Contractor's Markup |  |  |  | Contractor's Markup |  |  |  | Contractor's Markup |  |  |  | Contractor's Markup |  |  |  | Contractor's Markup |  |  |  | Contractor's Markup |  |  |  | Contractor's Markup |  |  |  | Contractor's Markup |  |  |  | Contractor's Markup |  |  |  | Contractor's Markup |  |  |  | Contractor's Markup |  |  |  | Contractor's Markup |  |  |  | Contractor's Markup |  |  |  | Contractor's Markup |  |  |  | Contractor's Markup |  |  |  | Contractor's Markup |  |  |  | Contractor's Markup |  |  |  | Contractor's Markup |  |  |  | Contractor's Markup |  |  |  | Contractor's Markup |  |  |  | Contractor's Markup |  |  |  | Contractor's Markup |  |  |  | Contractor's Markup |  |  |  | Contractor's Markup |  |  |  | Contractor's Markup |  |  |  | Contractor's Markup |  |  |  | Contractor's Markup |  |  |  | Contractor's Markup |  |  |  | Contractor's Markup |  |  |  | Contractor's Markup |  |  |  | Contractor's Markup |  |  |  | Contractor's Markup |  |  |  | Contractor's Markup |  |  |  | Contractor's Markup |  |  |  | Contractor's Markup |  |  |  | Contractor's Markup |  |  |  | Contractor's Markup |  |  |  | Contractor's Markup |  |  |  | Contractor's Markup |  |  |  | Contractor's Markup |  |  |  | Contractor's Markup |  |  |  | Contractor's Markup |  |  |  | Contractor's Markup |  |  |  | Contractor's Markup |  |  |  | Contractor's Markup |  |  |  | Contractor's Markup |  |  |  | Contractor's Markup |  |  |  | Contractor's Markup |  |  |  | Contractor's Markup |  |  |  | Contractor's Markup |  |  |  | Contractor's Markup |  |  |  | Contractor's Markup |  |  |  | Contractor's Markup |  |  |  | Contractor's Markup |  |  |  | Contractor's Markup |  |  |  | Contractor's Markup |  |  |  | Contractor's Markup |  |  |  | Contractor's Markup |  |  |  | Contractor's Markup |  |  |  | Contractor's Markup |  |  |  | Contractor's Markup |  |  |  | Contractor's Markup |  |  |  | Contractor's Markup |  |  |  | Contractor's Markup |  |  |  | Contractor's Markup |  |  |  | Contractor's Markup |  |  |  | Contractor's Markup |  |  |  | Contractor's Markup |  |  |  | Contractor's Markup |  |  |  | Contractor's Markup |  |  |  | Contractor's Markup |  |  |  | Contractor's Markup |  |  |  | Contractor's Markup |  |  |  | Contractor's Markup |  |  |  | Contractor's Markup |  |  |  | Contractor's Markup |  |  |  | Contractor's Markup |  |  |  | Contractor's Markup |  |  |  | Contractor's Markup |  |  |  | Contractor's Markup |  |  |  | Contractor's Markup |  |  |  | Contractor's Markup |  |  |  | Contractor's Markup |  |  |  | Contractor's Markup |  |  |  | Contractor's Markup |  |  |  | Contractor's Markup |  |  |  | Contractor's Markup |  |  |  | Contractor's Markup |  |  |  | Contractor's Markup |  |  |  | Contractor's Markup |  |  |  | Contractor's Markup |  |  |  | Contractor's Markup |  |  |  | Contractor's Markup |  |  |  | Contractor's Markup |  |  |  | Contractor's Markup |  |  |  | Contractor's Markup |  |  |  | Contractor's Markup |  |  |  | Contractor's Markup |  |  |  | Contractor's Markup |  |  |  | Contractor's Markup |  |  |  | Contractor's Markup |  |  |  | Contractor's Markup |  |  |  | Contractor's Markup |  |  |  | Contractor's Markup |  |  |  | Contractor's Markup |  |  |  | Contractor's Markup |  |  |  | Contractor's Markup |  |  |  | Contractor's Markup |  |  |  | Contractor's Markup |  |  |  | Contractor's Markup |  |  |  | Contractor's Markup |  |  |  | Contractor's Markup |  |  |  | Contractor's Markup |  |  |  | Contractor's Markup |  |  |  | Contractor's Markup |  |  |  | Contractor's Markup |  |  |  | Contractor's Markup |  |  |  | Contractor's Markup |  |  |  | Contractor's Markup |  |  |  | Contractor's Markup |  |  |  | Contractor's Markup |  |  |  | Contractor's Markup |  |  |  | Contractor's Markup |  |  |  | Contractor's Markup |  |  |  | Contractor's Markup |  |  |  | Contractor's Markup |  |  |  | Contractor's Markup |  |  |  | Contractor's Markup |  |  |  | Contractor's Markup |  |  |  | Contractor's Markup |  |  |  | Contractor's Markup |  |  |  | Contractor's Markup |  |  |  | Contractor's Markup |  |  |  | Contractor's Markup |  |  |  | Contractor's Markup |  |  |  | Contractor's Markup |  |  |  | Contractor's Markup |  |  |  | Contractor's Markup |  |  |  | Contractor's Markup |  |  |  | Contractor's Markup |  |  |  | Contractor's Markup |  |  |  | Contractor's Markup |  |  |  | Contractor's Markup |  |  |  | Contractor's Markup |  |  |  | Contractor's Markup |  |  |  | Contractor's Markup |  |  |  | Contractor's Markup |  |  |  | Contractor's Markup |  |  |  | Contractor's Markup |  |  |  | Contractor's Markup |  |  |  | Contractor's Markup |  |  |  | Contractor's Markup |  |  |  | Contractor's Markup |  |  |  | Contractor's Markup |  |  |  | Contractor's Markup |  |  |  | Contractor's Markup |  |  |  | Contractor's Markup |  |  |  | Contractor's Markup |  |  |  | Contractor's Markup |  |  |  | Contractor's Markup |  |  |  | Contractor's Markup |  |  |  | Contractor's Markup |  |  |  | Contractor's Markup |  |  |  | Contractor's Markup |  |  |  | Contractor's Markup |  |  |  | Contractor's Markup |  |  |  | Contractor's Markup |  |  |  | Contractor's Markup |  |  |  | Contractor's Markup |  |  |  | Contractor's Markup |  |  |  | Contractor's Markup |  |  |  | Contractor's Markup |  |  |  | Contractor's Markup |  |  |  | Contractor's Markup |  |  |  | Contractor's Markup |  |  |  | Contractor's Markup |  |  |  | Contractor's Markup |  |  |  | Contractor's Markup |  |  |  | Contractor's Markup |  |  |  | Contractor's Markup |  |  |  | Contractor's Markup |  |  |  | Contractor's Markup |  |  |  | Contractor's Markup |  |  |  | Contractor's Markup |  |  |  | Contractor's Markup |  |  |  | Contractor's Markup |  |  |  | Contractor's Markup |  |  |  | Contractor's Markup |  |  |  | Contractor's Markup |  |  |  | Contractor's Markup |  |  |  | Contractor's Markup |  |  |  | Contractor's Markup |  |  |  | Contractor's Markup |  |  |  | Contractor's Markup |  |  |  | Contractor's Markup |  |  |  | Contractor's Markup |  |  |  | Contractor's Markup |  |  |  | Contractor's Markup |  |  |  | Contractor's Markup |  |  |  | Contractor's Markup |  |  |  | Contractor's Markup |  |  |  | Contractor's Markup |  |  |  | Contractor's Markup |  |  |  | Contractor's Markup |  |  |  | Contractor's Markup |  |  |  | Contractor's Markup |  |  |  | Contractor's Markup |  |  |  | Contractor's Markup |  |  |  | Contractor's Markup |  |  |  | Contractor's Markup |  |  |  | Contractor's Markup |  |  |  | Contractor's Markup |  |  |  | Contractor's Markup |  |  |  | Contractor's Markup |  |  |  | Contractor's Markup |  |  |  | Contractor's Markup |  |  |  | Contractor's Markup |  |  |  | Contractor's Markup |  |  |  | Contractor's Markup |  |  |  | Contractor's Markup |  |  |  | Contractor's Markup |  |  |  | Contractor's Markup |  |  |  | Contractor's Markup |  |  |  | Contractor's Markup |  |  |  | Contractor's Markup |  |  |  | Contractor's Markup |  |  |  | Contractor's Markup |  |  |  | Contractor's Markup |  |  |  | Contractor's Markup |  |  |  | Contractor's Markup |  |  |  | Contractor's Markup |  |  |  | Contractor's Markup |  |  |  | Contractor's Markup |  |  |  | Contractor's Markup |  |  |  | Contractor's Markup |  |  |  | Contractor's Markup |  |  |  | Contractor's Markup |  |  |  | Contractor's Markup |  |  |  | Contractor's Markup |  |  |  | Contractor's Markup |  |  |  | Contractor's Markup |  |  |  | Contractor's Markup |  |  |  | Contractor's Markup |  |  |  | Contractor's Markup |  |  |  | Contractor's Markup |  |  |  | Contractor's Markup |  |  |  | Contractor's Markup |  |  |  | Contractor's Markup |  |  |  | Contractor's Markup |  |  |  | Contractor's Markup |  |  |  | Contractor's Markup |  |  |  | Contractor's Markup |  |  |  | Contractor's Markup |  |  |  | Contractor's Markup |  |  |  | Contractor's Markup |  |  |  | Contractor's Markup |  |  |  | Contractor's Markup |  |  |  | Contractor's Markup |  |  |  | Contractor's Markup |  |  |  | Contractor's Markup |  |  |  | Contractor's Markup |  |  |  | Contractor's Markup |  |  |  | Contractor's Markup |  |  |  | Contractor's Markup |  |  |  | Contractor's Markup |  |  |  | Contractor's Markup |  |  |  | Contractor's Markup |  |  |  | Contractor's Markup |  |  |  | Contractor's Markup |  |  |  | Contractor's Markup |  |  |  | Contractor's Markup |  |  |  | Contractor's Markup |  |  |  | Contractor's Markup |  |  |  | Contractor's Markup |  |  |  | Contractor's Markup |  |  |  | Contractor's Markup |  |  |  | Contractor's Markup |  |  |  | Contractor's Markup |  |  |  | Contractor's Markup |  |  |  | Contractor's Markup |  |  |  | Contractor's Markup |  |  |  | Contractor's Markup |  |  |  | Contractor's Markup |  |  |  | Contractor's Markup |  |  |  | Contractor's Markup |  |  |  | Contractor's Markup |  |  |  | Contractor's Markup |  |  |  | Contractor's Markup |  |  |  | Contractor's Markup |  |  |  | Contractor's Markup |  |  |  | Contractor's Markup |  |  |  | Contractor's Markup |  |  |  | Contractor's Markup |  |  |  | Contractor's Markup |  |  |  | Contractor's Markup |  |  |  | Contractor's Markup |  |  |  | Contractor's Markup |  |  |  | Contractor's Markup |  |  |  | Contractor's Markup |  |  |  | Contractor's Markup |  |  |  | Contractor's Markup |  |  |  | Contractor's Markup |  |  |  | Contractor's Markup |  |  |  | Contractor's Markup |  |  |  | Contractor's Markup |  |  |  | Contractor's Markup |  |  |  | Contractor's Markup |  |  |  | Contractor's Markup |  |  |  | Contractor's Markup |  |  |  | Contractor's Markup |  |  |  | Contractor's Markup |  |  |  | Contractor's Markup |  |  |  | Contractor's Markup |  |  |  | Contractor's Markup |  |  |  | Contractor's Markup |  |  |  | Contractor's Markup |  |  |  | Contractor's Markup |  |  |  | Contractor's Markup |  |  |  | Contractor's Markup |  |  |  | Contractor's Markup |  |  |  | Contractor's Markup |  |  |  | Contractor's Markup |  |  |  | Contractor's Markup |  |  |  | Contractor's Markup |  |  |  | Contractor's Markup |  |  |  | Contractor's Markup |  |  |  | Contractor's Markup |  |  |  | Contractor's Markup |  |  |  | Contractor's Markup |  |  |  | Contractor's Markup |  |  |  | Contractor's Markup |  |  |  | Contractor's Markup |  |  |  | Contractor's Markup |  |  |  | Contractor's Markup |  |  |  | Contractor's Markup |  |  |  | Contractor's Markup |  |  |  | Contractor's Markup |  |  |  | Contractor's Markup |  |  |  | Contractor's Markup |  |  |  | Contractor's Markup |  |  |  | Contractor's Markup |  |  |  | Contractor's Markup |  |  |  | Contractor's Markup |  |  |  | Contractor's Markup |  |  |  | Contractor's Markup |  |  |  | Contractor's Markup |  |  |  | Contractor's Markup |  |  |  | Contractor's Markup |  |  |  | Contractor's Markup |  |  |  | Contractor's Markup |  |  |  | Contractor's Markup |  |  |  | Contractor's Markup |  |  |  | Contractor's Markup |  |  |  | Contractor's Markup |  |  |  | Contractor's Markup |  |  |  | Contractor's Markup |  |  |  | Contractor's Markup |  |  |  | Contractor's Markup |  |  |  | Contractor's Markup |  |  |  | Contractor's Markup |  |  |  | Contractor's Markup |  |  |  | Contractor's Markup |  |  |  | Contractor's Markup |  |  |  | Contractor's Markup |  |  |  | Contractor's Markup |  |  |  | Contractor's Markup |  |  |  | Contractor's Markup |  |  |  | Contractor's Markup |  |  |  | Contractor's Markup |  |  |  | Contractor's Markup |  |  |  | Contractor's Markup |  |  |  | Contractor's Markup |  |  |  | Contractor's Markup |  |  |  | Contractor's Markup |  |  |  | Contractor's Markup |  |  |  | Contractor's Markup |  |  |  | Contractor's Markup |  |  |  | Contractor's Markup |  |  |  | Contractor's Markup |  |  |  | Contractor's Markup |  |  |  | Contractor's Markup |  |  |  | Contractor's Markup |  |  |  | Contractor's Markup |  |  |  | Contractor's Markup |  |  |  | Contractor's Markup |  |  |  | Contractor's Markup |  |  |  | Contractor's Markup |  |  |  | Contractor's Markup |  |  |  | Contractor's Markup |  |  |  | Contractor's Markup |  |  |  | Contractor's Markup |  |  |  | Contractor's Markup |  |  |  | Contractor's Markup |  |  |  | Contractor's Markup |  |  |  | Contractor's Markup |  |  |  | Contractor's Markup |  |  |  | Contractor's Markup |  |  |  | Contractor's Markup |  |  |  | Contractor's Markup |  |  |  | Contractor's Markup |  |  |  | Contractor's Markup |  |  |  | Contractor's Markup |  |  |  | Contractor's Markup |  |  |  | Contractor's Markup |  |  |  | Contractor's Markup |  |  |  | Contractor's Markup |  |  |  | Contractor's Markup |  |  |  | Contractor's Markup |  |  |  | Contractor's Markup |  |  |  | Contractor's Markup |  |  |  | Contractor's Markup |  |  |  | Contractor's Markup |  |  |  | Contractor's Markup |  |  |  | Contractor's Markup |  |  |  | Contractor's Markup |  |  |  | Contractor's Markup |  |  |  | Contractor's Markup |  |  |  | Contractor's Markup |  |  |  | Contractor's Markup |  |  |  | Contractor's Markup |  |  |  | Contractor's Markup |  |  |  | Contractor's Markup |  |  |  | Contractor's Markup |  |  |  | Contractor's Markup |  |  |  | Contractor's Markup |  |  |  | Contractor's Markup |  |  |  | Contractor's Markup |  |  |  | Contractor's Markup |  |  |  | Contractor's Markup |  |  |  | Contractor's Markup |  |  |  | Contractor's Markup |  |  |  | Contractor's Markup |  |  |  | Contractor's Markup |  |  |  | Contractor's Markup |  |  |  | Contractor's Markup |  |  |  | Contractor's Markup |  |  |  | Contractor's Markup |  |  |  | Contractor's Markup |  |  |  | Contractor's Markup |  |  |  | Contractor's Markup |  |  |  | Contractor's Markup |  |  |  | Contractor's Markup |  |  |  | Contractor's Markup |  |  |  | Contractor's Markup |  |  |  | Contractor's Markup |  |  |  | Contractor's Markup |  |  |  | Contractor's Markup |  |  |  | Contractor's Markup |  |  |  | Contractor's Markup |  |  |  | Contractor's Markup |  |  |  | Contractor's Markup |  |  |  | Contractor's Markup |  |  |  | Contractor's Markup |  |  |  | Contractor's Markup |  |  |  | Contractor's Markup |  |  |  | Contractor's Markup |  |  |  | Contractor's Markup |  |  |  | Contractor's Markup |  |  |  | Contractor's Markup |  |  |  | Contractor's Markup |  |  |  | Contractor's Markup |  |  |  | Contractor's Markup |  |  |  | Contractor's Markup |  |  |  | Contractor's Markup |  |  |  | Contractor's Markup |  |  |  | Contractor's Markup |  |  |  | Contractor's Markup |  |  |  | Contractor's Markup |  |  |  | Contractor's Markup |  |  |  | Contractor's Markup |  |  |  | Contractor's Markup |  |  |  | Contractor's Markup |  |  |  | Contractor's Markup |  |  |  | Contractor's Markup |  |  |  | Contractor's Markup |  |  |  | Contractor's Markup |  |  |  | Contractor's Markup |  |  |  | Contractor's Markup |  |  |  | Contractor's Markup |  |  |  | Contractor's Markup |  |  |  | Contractor's Markup |  |  |  | Contractor's Markup |  |  |  | Contractor's Markup |  |  |  | Contractor's Markup |  |  |  | Contractor's Markup |  |  |  | Contractor's Markup |  |  |  | Contractor's Markup |  |  |  | Contractor's Markup |  |  |  | Contractor's Markup |  |  |  | Contractor's Markup |  |  |  | Contractor's Markup |  |  |  | Contractor's Markup |  |  |  | Contractor's Markup |  |  |  | Contractor's Markup |  |  |  | Contractor's Markup |  |  |  | Contractor's Markup |  |  |  | Contractor's Markup |  |  |  | Contractor's Markup |  |  |  | Contractor's Markup |  |  |  | Contractor's Markup |  |  |  | Contractor's Markup |  |  |  | Contractor's Markup |  |  |  | Contractor's Markup |  |  |  | Contractor's Markup |  |  |  | Contractor's Markup |  |  |  | Contractor's Markup |  |  |  | Contractor's Markup |  |  |  | Contractor's Markup |  |  |  | Contractor's Markup |  |  |  | Contractor's Markup |  |  |  | Contractor's Markup |  |  |  | Contractor's Markup |  |  |  | Contractor's Markup |  |  |  | Contractor's Markup |  |  |  | Contractor's Markup |  |  |  | Contractor's Markup |  |  |  | Contractor's Markup |  |  |  | Contractor's Markup |  |  |  | Contractor's Markup |  |  |  | Contractor's Markup |  |  |  | Contractor's Markup |  |  |  | Contractor's Markup |  |  |  | Contractor's Markup |  |  |  | Contractor's Markup |  |  |  | Contractor's Markup |  |  |  | Contractor's Markup |  |  |  | Contractor's Markup |  |  |  | Contractor's Markup |  |  |  | Contractor's Markup |  |  |  | Contractor's Markup |  |  |  | Contractor's Markup |  |  |  | Contractor's Markup |  |  |  | Contractor's Markup |  |  |  | Contractor's Markup |  |  |  | Contractor's Markup |  |  |  | Contractor's Markup |  |  |  | Contractor's Markup |  |  |  | Contractor's Markup |  |  |  | Contractor's Markup |  |  |  | Contractor's Markup |  |  |  | Contractor's Markup |  |  |  | Contractor's Markup |  |  |  | Contractor's Markup |  |  |  | Contractor's Markup |  |  |  | Contractor's Markup |  |  |  | Contractor's Markup |  |  |  | Contractor's Markup |  |  |  | Contractor's Markup |  |  |  | Contractor's Markup |  |  |  | Contractor's Markup |  |  |  | Contractor's Markup |  |  |  | Contractor's Markup |  |  |  | Contractor's Markup |  |  |  | Contractor's Markup |  |  |  | Contractor's Markup |  |  |  | Contractor's Markup |  |  |  | Contractor's Markup |  |  |  | Contractor's Markup |  |  |  | Contractor's Markup |  |  |  | Contractor's Markup |  |  |  | Contractor's Markup |  |  |  | Contractor's Markup |  |  |  | Contractor's Markup |  |  |  | Contractor's Markup |  |  |  | Contractor's Markup |  |  |  | Contractor's Markup |  |  |  | Contractor's Markup |  |  |  | Contractor's Markup |  |  |  | Contractor's Markup |  |  |  | Contractor's Markup |  |  |  | Contractor's Markup |  |  |  | Contractor's Markup |  |  |  | Contractor's Markup |  |  |  | Contractor's Markup |  |  |  | Contractor's Markup |  |  |  | Contractor's Markup |  |  |  | Contractor's Markup |  |  |  | Contractor's Markup |  |  |  | Contractor's Markup |  |  |  | Contractor's Markup |  |  |  | Contractor's Markup |  |  |  | Contractor's Markup |  |  |  | Contractor's Markup |  |  |  | Contractor's Markup |  |  |  | Contractor's Markup |  |  |  | Contractor's Markup |  |  |  | Contractor's Markup |  |  |  | Contractor's Markup |  |  |  | Contractor's Markup |  |  |  | Contractor's Markup |  |  |  | Contractor's Markup |  |  |  | Contractor's Markup |  |  |  | Contractor's Markup |  |  |  | Contractor's Markup |  |  |  | Contractor's Markup |  |  |  | Contractor's Markup |  |  |  | Contractor's Markup |  |  |  | Contractor's Markup |  |  |  | Contractor's Markup |  |  |  | Contractor's Markup |  |  |  | Contractor's Markup |  |  |  | Contractor's Markup |  |  |  | Contractor's Markup |  |  |  | Contractor's Markup |  |  |  | Contractor's Markup |  |  |  | Contractor's Markup |  |  |  | Contractor's Markup |  |  |  | Contractor's Markup |  |  |  | Contractor's Markup |  |  |  | Contractor's Markup |  |  |  | Contractor's Markup |  |  |  | Contractor's Markup |  |  |  | Contractor's Markup |  |  |  | Contractor's Markup |  |  |  | Contractor's Markup |  |  |  | Contractor's Markup |  |  |  | Contractor's Markup |  |  |  | Contractor's Markup |  |  |  | Contractor's Markup |  |  |  | Contractor's Markup |  |  |  | Contractor's Markup |  |  |  | Contractor's Markup |  |  |  | Contractor's Markup |  |  |  | Contractor's Markup |  |  |  | Contractor's Markup |  |  |  | Contractor's Markup |  |  |  | Contractor's Markup |  |  |  | Contractor's Markup |  |  |  | Contractor's Markup |  |  |  | Contractor's Markup |  |  |  | Contractor's Markup |  |  |  | Contractor's Markup |  |  |  | Contractor's Markup |  |  |  | Contractor's Markup |  |  |  | Contractor's Markup |  |  |  | Contractor's Markup |  |  |  | Contractor's Markup |  |  |  | Contractor's Markup |  |  |  | Contractor's Markup |  |  |  | Contractor's Markup |  |  |  | Contractor's Markup |  |  |  | Contractor's Markup |  |  |  | Contractor's Markup |  |  |  | Contractor's Markup |  |  |  | Contractor's Markup |  |  |  | Contractor's Markup |  |  |  | Contractor's Markup |  |  |  | Contractor's Markup |  |  |  | Contractor's Markup |  |  |  | Contractor's Markup |  |  |  | Contractor's Markup |  |  |  | Contractor's Markup |  |  |  | Contractor's Markup |  |  |  | Contractor's Markup |  |  |  | Contractor's Markup |  |  |  | Contractor's Markup |  |  |  | Contractor's Markup |  |  |  | Contractor's Markup |  |  |  | Contractor's Markup |  |  |  | Contractor's Markup |  |  |  | Contractor's Markup |  |  |  | Contractor's Markup |  |  |  | Contractor's Markup |  |  |  | Contractor's Markup |  |  |  | Contractor's Markup |  |  |  | Contractor's Markup |  |  |  | Contractor's Markup |  |  |  | Contractor's Markup |  |  |  | Contractor's Markup |  |  |  | Contractor's Markup |  |  |  | Contractor's Markup |  |  |  | Contractor's Markup |  |  |  | Contractor's Markup |  |  |  | Contractor's Markup |  |  |  | Contractor's Markup |  |  |  | Contractor's Markup |  |  |  | Contractor's Markup |  |  |  | Contractor's Markup |  |  |  | Contractor's Markup |  |  |  | Contractor's Markup |  |  |  | Contractor's Markup |  |  |  | Contractor's Markup |  |  |  | Contractor's Markup |  |  |  | Contractor's Markup |  |  |  | Contractor's Markup |  |  |  | Contractor's Markup |  |  |  | Contractor's Markup |  |  |  | Contractor's Markup |  |  |  | Contractor's Markup |  |  |  | Contractor's Markup |  |  |  | Contractor's Markup |  |  |  | Contractor's Markup |  |  |  | Contractor's Markup |  |  |  | Contractor's Markup |  |  |  | Contractor's Markup |  |  |  | Contractor's Markup |  |  |  | Contractor's Markup |  |  |  | Contractor's Markup |  |  |  | Contractor's Markup |  |  |  | Contractor's Markup |  |  |  | Contractor's Markup |  |  |  | Contractor's Markup |  |  |  | Contractor's Markup |  |  |  | Contractor's Markup |  |  |  | Contractor's Markup |  |  |  | Contractor's Markup |  |  |  | Contractor's Markup |  |  |  | Contractor's Markup |  |  |  | Contractor's Markup |  |  |  | Contractor's Markup |  |  |  | Contractor's Markup |  |  |  | Contractor's Markup |  |  |  | Contractor's Markup |  |  |  | Contractor's Markup |  |  |  | Contractor's Markup |  |  |  | Contractor's Markup |  |  |  | Contractor's Markup |  |  |  | Contractor's Markup |  |  |  | Contractor's Markup |  |  |  | Contractor's Markup |  |  |  | Contractor's Markup |  |  |  | Contractor's Markup |  |  |  | Contractor's Markup |  |  |  | Contractor's Markup |  |  |  | Contractor's Markup |  |  |  | Contractor's Markup |  |  |  | Contractor's Markup |  |  |  | Contractor's Markup |  |  |  | Contractor's Markup |  |  |  | Contractor's Markup |  |  |  | Contractor's Markup |  |  |  | Contractor's Markup |  |  |  | Contractor's Markup |  |  |  | Contractor's Markup |  |  |  | Contractor's Markup |  |  |  | Contractor's Markup |  |  |  | Contractor's Markup |  |  |  | Contractor's Markup |  |  |  | Contractor's Markup |  |  |  | Contractor's Markup |  |  |  | Contractor's Markup |  |  |  | Contractor's Markup |  |  |  | Contractor's Markup |  |  |  | Contractor's Markup |  |  |  | Contractor's Markup |  |  |  | Contractor's Markup |  |  |  | Contractor's Markup |  |  |  | Contractor's Markup |  |  |  | Contractor's Markup |  |  |  | Contractor's Markup |  |  |  | Contractor's Markup |  |  |  | Contractor's Markup |  |  |  | Contractor's Markup |  |  |  | Contractor's Markup |  |  |  | Contractor's Markup |  |  |  | Contractor's Markup |  |  |  | Contractor's Markup |  |  |  | Contractor's Markup |  |  |  | Contractor's Markup |  |  |  | Contractor's Markup |  |  |  | Contractor's Markup |  |  |  | Contractor's Markup |  |  |  | Contractor's Markup |  |  |  | Contractor's Markup |  |  |  | Contractor's Markup |  |  |  | Contractor's Markup |  |  |  | Contractor's Markup |  |  |  | Contractor's Markup |  |  |  | Contractor's Markup |  |  |  | Contractor's Markup |  |  |  | Contractor's Markup |  |  |  | Contractor's Markup |  |  |  | Contractor's Markup |  |  |  | Contractor's Markup |  |  |  | Contractor's Markup |  |  |  | Contractor's Markup |  |  |  | Contractor's Markup |  |  |  | Contractor's Markup |  |  |  | Contractor's Markup |  |  |  | Contractor's Markup |  |  |  | Contractor's Markup |  |  |  | Contractor's Markup |  |  |  | Contractor's Markup |  |  |  | Contractor's Markup |  |  |  | Contractor's Markup |  |  |  | Contractor's Markup |  |  |  | Contractor's Markup |  |  |  | Contractor's Markup |  |  |  | Contractor's Markup |  |  |  | Contractor's Markup |  |  |  | Contractor's Markup |  |  |  | Contractor's Markup |  |  |  | Contractor's Markup |  |  |  | Contractor's Markup |  |  |  | Contractor's Markup |  |  |  | Contractor's Markup |  |  |  | Contractor's Markup |  |  |  | Contractor's Markup |  |  |  | Contractor's Markup |  |  |  | Contractor's Markup |  |  |  | Contractor's Markup |  |  |  | Contractor's Markup |  |  |  | Contractor's Markup |  |  |  | Contractor's Markup |  |  |  | Contractor's Markup |  |  |  | Contractor's Markup |  |  |  | Contractor's Markup |  |  |  | Contractor's Markup |  |  |  | Contractor's Markup |  |  |  | Contractor's Markup |  |  |  | Contractor's Markup |  |  |  | Contractor's Markup |  |  |  | Contractor's Markup |  |  |  | Contractor's Markup |  |  |  | Contractor's Markup |  |  |  | Contractor's Markup |  |  |  | Contractor's Markup |  |  |  | Contractor's Markup |  |  |  | Contractor's Markup |  |  |  | Contractor's Markup |  |  |  | Contractor's Markup |  |  |  | Contractor's Markup |  |  |  | Contractor's Markup |  |  |  | Contractor's Markup |  |  |  | Contractor's Markup |  |  |  | Contractor's Markup |  |  |  | Contractor's Markup |  |  |  | Contractor's Markup |  |  |  | Contractor's Markup |  |  |  | Contractor's Markup |  |  |  | Contractor's Markup |  |  |  | Contractor's Markup |  |  |  | Contractor's Markup |  |  |  | Contractor's Markup |  |  |  | Contractor's Markup |  |  |  | Contractor's Markup |  |  |  | Contractor's Markup |  |  |  | Contractor's Markup |  |  |  | Contractor's Markup |  |  |  | Contractor's Markup |  |  |  | Contractor's Markup |  |  |  | Contractor's Markup |  |  |  | Contractor's Markup |  |  |  | Contractor's Markup |  |  |  | Contractor's Markup |  |  |  | Contractor's Markup |  |  |  | Contractor's Markup |  |  |  | Contractor's Markup |  |  |  | Contractor's Markup |  |  |  | Contractor's Markup |  |  |  | Contractor's Markup |  |  |  | Contractor's Markup |  |  |  | Contractor's Markup |  |  |  | Contractor's Markup |  |  |  | Contractor's Markup |  |  |  | Contractor's Markup |  |  |  | Contractor's Markup |  |  |  | Contractor's Markup |  |  |  | Contractor's Markup |  |  |  | Contractor's Markup |  |  |  | Contractor's Markup |  |  |  | Contractor's Markup |  |  |  | Contractor's Markup |  |  |  | Contractor's Markup |  |  |  | Contractor's Markup |  |  |  | Contractor's Markup |  |  |  | Contractor's Markup |  |  |  | Contractor's Markup |  |  |  | Contractor's Markup |  |  |  | Contractor's Markup |  |  |  | Contractor's Markup |  |  |  | Contractor's Markup |  |  |  | Contractor's Markup |  |  |  | Contractor's Markup |  |  |  | Contractor's Markup |  |  |  | Contractor's Markup |  |  |  | Contractor's Markup |  |  |  | Contractor's Markup |  |  |  | Contractor's Markup |  |  |  | Contractor's Markup |  |  |  | Contractor's Markup |  |  |  | Contractor's Markup |  |  |  | Contractor's Markup |  |  |  | Contractor's Markup |  |  |  | Contractor's Markup |  |  |  | Contractor's Markup |  |  |  | Contractor's Markup |  |  |  | Contractor's Markup |  |  |  | Contractor's Markup |  |  |  | Contractor's Markup |  |  |  | Contractor's Markup |  |  |  | Contractor's Markup |  |  |  | Contractor's Markup |  |  |  | Contractor's Markup |  |  |  | Contractor's Markup |  |  |  | Contractor's Markup |  |  |  | Contractor's Markup |  |  |  | Contractor's Markup |  |  |  | Contractor's Markup |  |  |  | Contractor's Markup |  |  |  | Contractor's Markup |  |  |  | Contractor's Markup |  |  |  | Contractor's Markup |  |  |  | Contractor's Markup |  |  |  | Contractor's Markup |  |  |  | Contractor's Markup |  |  |  | Contractor's Markup |  |  |  | Contractor's Markup |  |  |  | Contractor's Markup |  |  |  | Contractor's Markup |  |  |  | Contractor's Markup |  |  |  | Contractor's Markup |  |  |  | Contractor's Markup |  |  |  | Contractor's Markup |  |  |  | Contractor's Markup |  |  |  | Contractor's Markup |  |  |  | Contractor's Markup |  |  |  | Contractor's Markup |  |  |  | Contractor's Markup |  |  |  | Contractor's Markup |  |  |  | Contractor's Markup |  |  |  | Contractor's Markup |  |  |  | Contractor's Markup |  |  |  | Contractor's Markup |  |  |  | Contractor's Markup |  |  |  | Contractor's Markup |  |  |  | Contractor's Markup |  |  |  | Contractor's Markup |  |  |  | Contractor's Markup |  |  |  | Contractor's Markup |  |  |  | Contractor's Markup |  |  |  | Contractor's Markup |  |  |  | Contractor's Markup |  |  |  | Contractor's Markup |  |  |  | Contractor's Markup |  |  |  | Contractor's Markup |  |  |  | Contractor's Markup |  |  |  | Contractor's Markup |  |  |  | Contractor's Markup |  |  |  | Contractor's Markup |  |  |  | Contractor's Markup |  |  |  | Contractor's Markup |  |  |  | Contractor's Markup |  |  |  | Contractor's Markup |  |  |  | Contractor's Markup |  |  |  | Contractor's Markup |  |  |  | Contractor's Markup |  |  |  | Contractor's Markup |  |  |  | Contractor's Markup |  |  |  | Contractor's Markup |  |  |  | Contractor's Markup |  |  |  | Contractor's Markup |  |  |  | Contractor's Markup |  |  |  | Contractor's Markup |  |  |  | Contractor's Markup |  |  |  | Contractor's Markup |  |  |  | Contractor's Markup |  |  |  | Contractor's Markup |  |  |  | Contractor's Markup |  |  |  | Contractor's Markup |  |  |  | Contractor's Markup |  |  |  | Contractor's Markup |  |  |  | Contractor's Markup |  |  |  | Contractor's Markup |  |  |  | Contractor's Markup |  |  |  | Contractor's Markup |  |  |  | Contractor's Markup |  |  |  | Contractor's Markup |  |  |  | Contractor's Markup |  |  |  | Contractor's Markup |  |  |  | Contractor's Markup |  |  |  | Contractor's Markup |  |  |  | Contractor's Markup |  |  |  | Contractor's Markup |  |  |  | Contractor's Markup |  |  |  | Contractor's Markup |  |  |  | Contractor's Markup |  |  |  | Contractor's Markup |  |  |  | Contractor's Markup |  |  |  | Contractor's Markup |  |  |  | Contractor's Markup |  |  |  | Contractor's Markup |  |  |  | Contractor's Markup |  |  |  | Contractor's Markup |  |  |  | Contractor's Markup |  |  |  | Contractor's Markup |  |  |  | Contractor's Markup |  |  |  | Contractor's Markup |  |  |  | Contractor's Markup |  |  |  | Contractor's Markup |  |  |  | Contractor's Markup |  |  |  | Contractor's Markup |  |  |  | Contractor's Markup |  |  |  | Contractor's Markup |  |  |  | Contractor's Markup |  |  |  | Contractor's Markup |  |  |  | Contractor's Markup |  |  |  | Contractor's Markup |  |  |  | Contractor's Markup |  |  |  | Contractor's Markup |  |  |  | Contractor's Markup |  |  |  | Contractor's Markup |  |  |  | Contractor's Markup |  |  |  | Contractor's Markup |  |  |  | Contractor's Markup |  |  |  | Contractor's Markup |  |  |  | Contractor's Markup |  |  |  | Contractor's Markup |  |  |  | Contractor's Markup |  |  |  | Contractor's Markup |  |  |  | Contractor's Markup |  |  |  | Contractor's Markup |  |  |  | Contractor's Markup |  |  |  | Contractor's Markup |  |  |  | Contractor's Markup |  |  |  | Contractor's Markup |  |  |  | Contractor's Markup |  |  |  | Contractor's Markup |  |  |  | Contractor's Markup |  |  |  | Contractor's Markup |  |  |  | Contractor's Markup |  |  |  | Contractor's Markup |  |  |  | Contractor's Markup |  |  |  | Contractor's Markup |  |  |  | Contractor's Markup |  |  |  | Contractor's Markup |  |  |  | Contractor's Markup |  |  |  | Contractor's Markup |  |  |  | Contractor's Markup |  |  |  | Contractor's Markup |  |  |  | Contractor's Markup |  |  |  | Contractor's Markup |  |  |  | Contractor's Markup |  |  |  | Contractor's Markup |  |  |  | Contractor's Markup |  |  |  | Contractor's Markup |  |  |  | Contractor's Markup |  |  |  | Contractor's Markup |  |  |  | Contractor's Markup |  |  |  | Contractor's Markup |  |  |  | Contractor's Markup |  |  |  | Contractor's Markup |  |  |  | Contractor's Markup |  |  |  | Contractor's Markup |  |  |  | Contractor's Markup |  |  |  | Contractor's Markup |  |  |  | Contractor's Markup |  |  |  | Contractor's Markup |  |  |  | Contractor's Markup |  |  |  | Contractor's Markup |  |  |  | Contractor's Markup |  |  |  | Contractor's Markup |  |  |  | Contractor's Markup |  |  |  | Contractor's Markup |  |  |  | Contractor's Markup |  |  |  | Contractor's Markup |  |  |  | Contractor's Markup |  |  |  | Contractor's Markup |  |  |  | Contractor's Markup |  |  |  | Contractor's Markup |  |  |  | Contractor's Markup |  |  |  | Contractor's Markup |  |  |  | Contractor's Markup |  |  |  | Contractor's Markup |  |  |  | Contractor's Markup |  |  |  | Contractor's Markup |  |  |  | Contractor's Markup |  |  |  | Contractor's Markup |  |  |  | Contractor's Markup |  |  |  | Contractor's Markup |  |  |  | Contractor's Markup |  |  |  | Contractor's Markup |  |  |  | Contractor's Markup |  |  |  | Contractor's Markup |  |  |  | Contractor's Markup |  |  |  | Contractor's Markup |  |  |  | Contractor's Markup |  |  |  | Contractor's Markup |  |  |  | Contractor's Markup |  |  |  | Contractor's Markup |  |  |  | Contractor's Markup |  |  |  | Contractor's Markup |  |  |  | Contractor's Markup |  |  |  | Contractor's Markup |  |  |  | Contractor's Markup |  |  |  | Contractor's Markup |  |  |  | Contractor's Markup |  |  |  | Contractor's Markup |  |  |  | Contractor's Markup |  |  |  | Contractor's Markup |  |  |  | Contractor's Markup |  |  |  | Contractor's Markup |  |  |  | Contractor's Markup |  |  |  | Contractor's Markup |  |  |  | Contractor's Markup |  |  |  | Contractor's Markup |  |  |  | Contractor's Markup |  |  |  | Contractor's Markup |  |  |  | Contractor's Markup |  |  |  | Contractor's Markup |  |  |  | Contractor's Markup |  |  |  | Contractor's Markup |  |  |  | Contractor's Markup |  |  |  | Contractor's Markup |  |  |  | Contractor's Markup |  |  |  | Contractor's Markup |  |  |  | Contractor's Markup |  |  |  | Contractor's Markup |  |  |  | Contractor's Markup |  |  |  | Contractor's Markup |  |  |  | Contractor's Markup |  |  |  | Contractor's Markup |  |  |  | Contractor's Markup |  |  |  | Contractor's Markup |  |  |  | Contractor's Markup |  |  |  | Contractor's Markup |  |  |  | Contractor's Markup |  |  |  | Contractor's Markup |  |  |  | Contractor's Markup |  |  |  | Contractor's Markup |  |  |  | Contractor's Markup |  |  |  | Contractor's Markup |  |  |  | Contractor's Markup |  |  |  | Contractor's Markup |  |  |  | Contractor's Markup |  |  |  | Contractor's Markup |  |  |  | Contractor's Markup |  |  |  | Contractor's Markup |  |  |  | Contractor's Markup |  |  |  | Contractor's Markup |  |  |  | Contractor's Markup |  |  |  | Contractor's Markup |  |  |  | Contractor's Markup |  |  |  | Contractor's Markup |  |  |  | Contractor's Markup |  |  |  | Contractor's Markup |  |  |  | Contractor's Markup |  |  |  | Contractor's Markup |  |  |  | Contractor's Markup |  |  |  | Contractor's Markup |  |  |  | Contractor's Markup |  |  |  | Contractor's Markup |  |  |  | Contractor's Markup |  |  |  | Contractor's Markup |  |  |  | Contractor's Markup |  |  |  | Contractor's Markup |  |  |  | Contractor's Markup |  |  |  | Contractor's Markup |  |  |  | Contractor's Markup |  |  |  | Contractor's Markup |  |  |  | Contractor's Markup |  |  |  | Contractor's Markup |  |  |  | Contractor's Markup |  |  |  | Contractor's Markup |  |  |  | Contractor's Markup |  |  |  | Contractor's Markup |  |  |  | Contractor's Markup |  |  |  | Contractor's Markup |  |  |  | Contractor's Markup |  |  |  | Contractor's Markup |  |  |  | Contractor's Markup |  |  |  | Contractor's Markup |  |  |  | Contractor's Markup |  |  |  | Contractor's Markup |  |  |  | Contractor's Markup |  |  |  | Contractor's Markup |  |  |  | Contractor's Markup |  |  |  | Contractor's Markup |  |  |  | Contractor's Markup |  |  |  | Contractor's Markup |  |  |  | Contractor's Markup |  |  |  | Contractor's Markup |  |  |  | Contractor's Markup |  |  |  | Contractor's Markup |  |  |  | Contractor's Markup |  |  |  | Contractor's Markup |  |  |  | Contractor's Markup |  |  |  | Contractor's Markup |  |  |  | Contractor's Markup |  |  |  | Contractor's Markup |  |  |  | Contractor's Markup |  |  |  | Contractor's Markup |  |  |  | Contractor's Markup |  |  |  | Contractor's Markup |  |  |  | Contractor's Markup |  |  |  | Contractor's Markup |  |  |  | Contractor's Markup |  |  |  | Contractor's Markup |  |  |  | Contractor's Markup |  |  |  | Contractor's Markup |  |  |  | Contractor's Markup |  |  |  | Contractor's Markup |  |  |  | Contractor's Markup |  |  |  | Contractor's Markup |  |  |  | Contractor's Markup |  |  |  | Contractor's Markup |  |  |  | Contractor's Markup |  |  |  | Contractor's Markup |  |  |  | Contractor's Markup |  |  |  | Contractor's Markup |  |  |  | Contractor's Markup |  |  |  | Contractor's Markup |  |  |  | Contractor's Markup |  |  |  | Contractor's Markup |  |  |  | Contractor's Markup |  |  |  | Contractor's Markup |  |  |  | Contractor's Markup |  |  |  | Contractor's Markup |  |  |  | Contractor's Markup |  |  |  | Contractor's Markup |  |  |  | Contractor's Markup |  |  |  | Contractor's Markup |  |  |  | Contractor's Markup |  |  |  | Contractor's Markup |  |  |  | Contractor's Markup |  |  |  | Contractor's Markup |  |  |  | Contractor's Markup |  |  |  | Contractor's Markup |  |  |  | Contractor's Markup |  |  |  | Contractor's Markup |  |  |  | Contractor's Markup |  |  |  | Contractor's Markup |  |  |  | Contractor's Markup |  |  |  | Contractor's Markup |  |  |  | Contractor's Markup |  |  |  | Contractor's Markup |  |  |  | Contractor's Markup |  |  |  | Contractor's Markup |  |  |  | Contractor's Markup |  |  |  | Contractor's Markup |  |  |  | Contractor's Markup |  |  |  | Contractor's Markup |  |  |  | Contractor's Markup |  |  |  | Contractor's Markup |  |  |  | Contractor's Markup |  |  |  | Contractor's Markup |  |  |  | Contractor's Markup |  |  |  | Contractor's Markup |  |  |  | Contractor's Markup |  |  |  | Contractor's Markup |  |  |  | Contractor's Markup |  |  |  | Contractor's Markup |  |  |  | Contractor's Markup |  |  |  | Contractor's Markup |  |  |  | Contractor's Markup |  |  |  | Contractor's Markup |  |  |  | Contractor's Markup |  |  |  | Contractor's Markup |  |  |  | Contractor's Markup |  |  |  | Contractor's Markup |  |  |  | Contractor's Markup |  |  |  | Contractor's Markup |  |  |  | Contractor's Markup |  |  |  | Contractor's Markup |  |  |  | Contractor's Markup |  |  |  | Contractor's Markup |  |  |  | Contractor's Markup |  |  |  | Contractor's Markup |  |  |  | Contractor's Markup |  |  |  | Contractor's Markup |  |  |  | Contractor's Markup |  |  |  | Contractor's Markup |  |  |  | Contractor's Markup |  |  |  | Contractor's Markup |  |  |  | Contractor's Markup |  |  |  | Contractor's Markup |  |  |  | Contractor's Markup |  |  |  | Contractor's Markup |  |  |  | Contractor's Markup |  |  |  | Contractor's Markup |  |  |  | Contractor's Markup |  |  |  | Contractor's Markup |  |  |  | Contractor's Markup |  |  |  | Contractor's Markup |  |  |  | Contractor's Markup |  |  |  | Contractor's Markup |  |  |  | Contractor's Markup |  |  |  | Contractor's Markup |  |  |  | Contractor's Markup |  |  |  | Contractor's Markup |  |  |  | Contractor's Markup |  |  |  | Contractor's Markup |  |  |  | Contractor's Markup |  |  |  | Contractor's Markup |  |  |  | Contractor's Markup |  |  |  | Contractor's Markup |  |  |  | Contractor's Markup |  |  |  | Contractor's Markup |  |  |  | Contractor's Markup |  |  |  | Contractor's Markup |  |  |  | Contractor's Markup |  |  |  | Contractor's Markup |  |  |  | Contractor's Markup |  |  |  | Contractor's Markup |  |  |  | Contractor's Markup |  |  |  | Contractor's Markup |  |  |  | Contractor's Markup |  |  |  | Contractor's Markup |  |  |  | Contractor's Markup |  |  |  | Contractor's Markup |  |  |  | Contractor's Markup |  |  |  | Contractor's Markup |  |  |  | Contractor's Markup |  |  |  | Contractor's Markup |  |  |  | Contractor's Markup |  |  |  | Contractor's Markup |  |  |  | Contractor's Markup |  |  |  | Contractor's Markup |  |  |  | Contractor's Markup |  |  |  | Contractor's Markup |  |  |  | Contractor's Markup |  |  |  | Contractor's Markup |  |  |  | Contractor's Markup |  |  |  | Contractor's Markup |  |  |  | Contractor's Markup |  |  |  | Contractor's Markup |  |  |  | Contractor's Markup |  |  |  | Contractor's Markup |  |  |  | Contractor's Markup |  |  |  | Contractor's Markup |  |  |  | Contractor's Markup |  |  |  | Contractor's Markup |  |  |  | Contractor's Markup |  |  |  | Contractor's Markup |  |  |  | Contractor's Markup |  |  |  | Contractor's Markup |  |  |  | Contractor's Markup |  |  |  | Contractor's Markup |  |  |  | Contractor's Markup |  |  |  | Contractor's Markup |  |  |  | Contractor's Markup |  |  |  | Contractor's Markup |  |  |  | Contractor's Markup |  |  |  | Contractor's Markup |  |  |  | Contractor's Markup |  |  |  | Contractor's Markup |  |  |  | Contractor's Markup |  |  |  | Contractor's Markup |  |  |  | Contractor's Markup |  |  |  | Contractor's Markup |  |  |  | Contractor's Markup |  |  |  | Contractor's Markup |  |  |  | Contractor's Markup |  |  |  | Contractor's Markup |  |  |  | Contractor's Markup |  |  |  | Contractor's Markup |  |  |  | Contractor's Markup |  |  |  | Contractor's Markup |  |  |  | Contractor's Markup |  |  |  | Contractor's Markup |  |  |  | Contractor's Markup |  |  |  | Contractor's Markup |  |  |  | Contractor's Markup |  |  |  | Contractor's Markup |  |  |  | Contractor's Markup |  |  |  | Contractor's Markup |  |  |  | Contractor's Markup |  |  |  | Contractor's Markup |  |  |  | Contractor's Markup |  |  |  | Contractor's Markup |  |  |  | Contractor's Markup |  |  |  | Contractor's Markup |  |  |  | Contractor's Markup |  |  |  | Contractor's Markup |  |  |  | Contractor's Markup |  |  |  | Contractor's Markup |  |  |  | Contractor's Markup |  |  |  | Contractor's Markup |  |  |  | Contractor's Markup |  |  |  | Contractor's Markup |  |  |  | Contractor's Markup |  |  |  | Contractor's Markup |  |  |  | Contractor's Markup |  |  |  | Contractor's Markup |  |  |  | Contractor's Markup |  |  |  | Contractor's Markup |  |  |  | Contractor's Markup |  |  |  | Contractor's Markup |  |  |  | Contractor's Markup |  |  |  | Contractor's Markup |  |  |  | Contractor's Markup |  |  |  | Contractor's Markup |  |  |  | Contractor's Markup |  |  |  | Contractor's Markup |  |  |  | Contractor's Markup |  |  |  | Contractor's Markup |  |  |  | Contractor's Markup |  |  |  | Contractor's Markup |  |  |  | Contractor's Markup |  |  |  | Contractor's Markup |  |  |  | Contractor's Markup |  |  |  | Contractor's Markup |  |  |  | Contractor's Markup |  |  |  | Contractor's Markup |  |  |  | Contractor's Markup |  |  |  | Contractor's Markup |  |  |  | Contractor's Markup |  |  |  | Contractor's Markup |  |  |  | Contractor's Markup |  |  |  | Contractor's Markup |  |  |  | Contractor's Markup |  |  |  | Contractor's Markup |  |  |  | Contractor's Markup |  |  |  | Contractor's Markup |  |  |  | Contractor's Markup |  |  |  | Contractor's Markup |  |  |  | Contractor's Markup |  |  |  | Contractor's Markup |  |  |  | Contractor's Markup |  |  |  | Contractor's Markup |  |  |  | Contractor's Markup |  |  |  | Contractor's Markup |  |  |  | Contractor's Markup |  |  |  | Contractor's Markup |  |  |  | Contractor's Markup |  |  |  | Contractor's Markup |  |  |  | Contractor's Markup |  |  |  | Contractor's Markup |  |  |  | Contractor's Markup |  |  |  | Contractor's Markup |  |  |  | Contractor's Markup |  |  |  | Contractor's Markup |  |  |  | Contractor's Markup |  |  |  | Contractor's Markup |  |  |  | Contractor's Markup |  |  |  | Contractor's Markup |  |  |  | Contractor's Markup |  |  |  | Contractor's Markup |  |  |  | Contractor's Markup |  |  |  | Contractor's Markup |  |  |  | Contractor's Markup |  |  |  | Contractor's Markup |  |  |  | Contractor's Markup |  |  |  | Contractor's Markup |  |  |  | Contractor's Markup |  |  |  | Contractor's Markup |  |  |  | Contractor's Markup |  |  |  | Contractor's Markup |  |  |  | Contractor's Markup |  |  |  | Contractor's Markup |  |  |  | Contractor's Markup |  |  |  | Contractor's Markup |  |  |  | Contractor's Markup |  |  |  | Contractor's Markup |  |  |  | Contractor's Markup |  |  |  | Contractor's Markup |  |  |  | Contractor's Markup |  |  |  | Contractor's Markup |  |  |  | Contractor's Markup |  |  |  | Contractor's Markup |  |  |  | Contractor's Markup |  |  |  | Contractor's Markup |  |  |  | Contractor's Markup |  |  |  | Contractor's Markup |  |  |  | Contractor's Markup |  |  |  | Contractor's Markup |  |  |  | Contractor's Markup |  |  |  | Contractor's Markup |  |  |  | Contractor's Markup |  |  |  | Contractor's Markup |  |  |  | Contractor's Markup |  |  |  | Contractor's Markup |  |  |  | Contractor's Markup |  |  |  | Contractor's Markup |  |  |  | Contractor's Markup |  |  |  | Contractor's Markup |  |  |  | Contractor's Markup |  |  |  | Contractor's Markup |  |  |  | Contractor's Markup |  |  |  | Contractor's Markup |  |  |  | Contractor's Markup |  |  |  | Contractor's Markup |  |  |  | Contractor's Markup |  |  |  | Contractor's Markup |  |  |  | Contractor's Markup |  |  |  | Contractor's Markup |  |  |  | Contractor's Markup |  |  |  | Contractor's Markup |  |  |  | Contractor's Markup |  |  |  | Contractor's Markup |  |  |  | Contractor's Markup |  |  |  | Contractor's Markup |  |  |  | Contractor's Markup |  |  |  | Contractor's Markup |  |  |  | Contractor's Markup |  |  |  | Contractor's Markup |  |  |  | Contractor's Markup |  |  |  | Contractor's Markup |  |  |  | Contractor's Markup |  |  |  | Contractor's Markup |  |  |  | Contractor's Markup |  |  |  | Contractor's Markup |  |  |  | Contractor's Markup |  |  |  | Contractor's Markup |  |  |  | Contractor's Markup |  |  |  | Contractor's Markup |  |  |  | Contractor's Markup |  |  |  | Contractor's Markup |  |  |  | Contractor's Markup |  |  |  | Contractor's Markup |  |  |  | Contractor's Markup |  |  |  | Contractor's Markup |  |  |  | Contractor's Markup |  |  |  | Contractor's Markup |  |  |  | Contractor's Markup |  |  |  | Contractor's Markup |  |  |  | Contractor's Markup |  |  |  | Contractor's Markup |  |  |  | Contractor's Markup |  |  |  | Contractor's Markup |  |  |  | Contractor's Markup |  |  |  | Contractor's Markup |  |  |  | Contractor's Markup |  |  |  | Contractor's Markup |  |  |  | Contractor's Markup |  |  |  | Contractor's Markup |  |  |  | Contractor's Markup |  |  |  | Contractor's Markup |  |  |  | Contractor's Markup |  |  |  | Contractor's Markup |  |  |  | Contractor's Markup |  |  |  | Contractor's Markup |  |  |  | Contractor's Markup |  |  |  | Contractor's Markup |  |  |  | Contractor's Markup |  |  |  | Contractor's Markup |  |  |  | Contractor's Markup |  |  |  | Contractor's Markup |  |  |  | Contractor's Markup |  |  |  | Contractor's Markup |  |  |  | Contractor's Markup |  |  |  | Contractor's Markup |  |  |  | Contractor's Markup |  |  |  | Contractor's Markup |  |  |  | Contractor's Markup |  |  |  | Contractor's Markup |  |  |  | Contractor's Markup |  |  |  | Contractor's Markup |  |  |  | Contractor's Markup |  |  |  | Contractor's Markup |  |  |  | Contractor's Markup |  |  |  | Contractor's Markup |  |  |  | Contractor's Markup |  |  |  | Contractor's Markup |  |  |  | Contractor's Markup |  |  |  | Contractor's Markup |  |  |  | Contractor's Markup |  |  |  | Contractor's Markup |  |  |  | Contractor's Markup |  |  |  | Contractor's Markup |  |  |  | Contractor's Markup |  |  |  | Contractor's Markup |  |  |  | Contractor's Markup |  |  |  | Contractor's Markup |  |  |  | Contractor's Markup |  |  |  | Contractor's Markup |  |  |  | Contractor's Markup |  |  |  | Contractor's Markup |  |  |  | Contractor's Markup |  |  |  | Contractor's Markup |  |  |  | Contractor's Markup |  |  |  | Contractor's Markup |  |  |  | Contractor's Markup |  |  |  | Contractor's Markup |  |  |  | Contractor's Markup |  |  |  | Contractor's Markup |  |  |  | Contractor's Markup |  |  |  | Contractor's Markup |  |  |  | Contractor's Markup |  |  |  | Contractor's Markup |  |  |  | Contractor's Markup |  |  |  | Contractor's Markup |  |  |  | Contractor's Markup |  |  |  | Contractor's Markup |  |  |  | Contractor's Markup |  |  |  | Contractor's Markup |  |  |  | Contractor's Markup |  |  |  | Contractor's Markup |  |  |  | Contractor's Markup |  |  |  | Contractor's Markup |  |  |  | Contractor's Markup |  |  |  | Contractor's Markup |  |  |  | Contractor's Markup |  |  |  | Contractor's Markup |  |  |  | Contractor's Markup |  |  |  | Contractor's Markup |  |  |  | Contractor's Markup |  |  |  | Contractor's Markup |  |  |  | Contractor's Markup |  |  |  | Contractor's Markup |  |  |  | Contractor's Markup |  |  |  | Contractor's Markup |  |  |  | Contractor's Markup |  |  |  | Contractor's Markup |  |  |  | Contractor's Markup |  |  |  | Contractor's Markup |  |  |  | Contractor's Markup |  |  |  | Contractor's Markup |  |  |  | Contractor's Markup |  |  |  | Contractor's Markup |  |  |  | Contractor's Markup |  |  |  | Contractor's Markup |  |  |  | Contractor's Markup |  |  |  | Contractor's Markup |  |  |  | Contractor's Markup |  |  |  | Contractor's Markup |  |  |  | Contractor's Markup |  |  |  | Contractor's Markup |  |  |  | Contractor's Markup |  |  |  | Contractor's Markup |  |  |  | Contractor's Markup |  |  |  | Contractor's Markup |  |  |  | Contractor's Markup |  |  |  | Contractor's Markup |  |  |  | Contractor's Markup |  |  |  | Contractor's Markup |  |  |  | Contractor's Markup |  |  |  | Contractor's Markup |  |  |  | Contractor's Markup |  |  |  | Contractor's Markup |  |  |  | Contractor's Markup |  |  |  | Contractor's Markup |  |  |  | Contractor's Markup |  |  |  | Contractor's Markup |  |  |  | Contractor's Markup |  |  |  | Contractor's Markup |  |  |  | Contractor's Markup |  |  |  | Contractor's Markup |  |  |  | Contractor's Markup |  |  |  | Contractor's Markup |  |  |  | Contractor's Markup |  |  |  | Contractor's Markup |  |  |  | Contractor's Markup |  |  |  | Contractor's Markup |  |  |  | Contractor's Markup |  |  |  | Contractor's Markup |  |  |  | Contractor's Markup |  |  |  | Contractor's Markup |  |  |  | Contractor's Markup |  |  |  | Contractor's Markup |  |  |  | Contractor's Markup |  |  |  | Contractor's Markup |  |  |  | Contractor's Markup |  |  |  | Contractor's Markup |  |  |  | Contractor's Markup |  |  |  | Contractor's Markup |  |  |  | Contractor's Markup |  |  |  | Contractor's Markup |  |  |  | Contractor's Markup |  |  |  | Contractor's Markup |  |  |  | Contractor's Markup |  |  |  | Contractor's Markup |  |  |  | Contractor's Markup |  |  |  | Contractor's Markup |  |  |  | Contractor's Markup |  |  |  | Contractor's Markup |  |  |  | Contractor's Markup |  |  |  | Contractor's Markup |  |  |  | Contractor's Markup |  |  |  | Contractor's Markup |  |  |  | Contractor's Markup |  |  |  | Contractor's Markup |  |  |  | Contractor's Markup |  |  |  | Contractor's Markup |  |  |  | Contractor's Markup |  |  |  | Contractor's Markup |  |  |  | Contractor's Markup |  |  |  | Contractor's Markup |  |  |  | Contractor's Markup |  |  |  | Contractor's Markup |  |  |  | Contractor's Markup |  |  |  | Contractor's Markup |  |  |  | Contractor's Markup |  |  |  | Contractor's Markup |  |  |  | Contractor's Markup |  |  |  | Contractor's Markup |  |  |  | Contractor's Markup |  |  |  | Contractor's Markup |  |  |  | Contractor's Markup |  |  |  | Contractor's Markup |  |  |  | Contractor's Markup |  |  |  | Contractor's Markup |  |  |  | Contractor's Markup |  |  |  | Contractor's Markup |  |  |  | Contractor's Markup |  |  |  | Contractor's Markup |  |  |  | Contractor's Markup |  |  |  | Contractor's Markup |  |  |  | Contractor's Markup |  |  |  | Contractor's Markup |  |  |  | Contractor's Markup |  |  |  | Contractor's Markup |  |  |  | Contractor's Markup |  |  |  | Contractor's Markup |  |  |  | Contractor's Markup |  |  |  | Contractor's Markup |  |  |  | Contractor's Markup |  |  |  | Contractor's Markup |  |  |  | Contractor's Markup |  |  |  | Contractor's Markup |  |  |  | Contractor's Markup |  |  |  | Contractor's Markup |  |  |  | Contractor's Markup |  |  |  | Contractor's Markup |  |  |  | Contractor's Markup |  |  |  | Contractor's Markup |  |  |  | Contractor's Markup |  |  |  | Contractor's Markup |  |  |  | Contractor's Markup |  |  |  | Contractor's Markup |  |  |  | Contractor's Markup |  |  |  | Contractor's Markup |  |  |  | Contractor's Markup |  |  |  | Contractor's Markup |  |  |  | Contractor's Markup |  |  |  | Contractor's Markup |  |  |  | Contractor's Markup |  |  |  | Contractor's Markup |  |  |  | Contractor's Markup |  |  |  | Contractor's Markup |  |  |  | Contractor's Markup |  |  |  | Contractor's Markup |  |  |  | Contractor's Markup |  |  |  | Contractor's Markup |  |  |  | Contractor's Markup |  |  |  | Contractor's Markup |  |  |  | Contractor's Markup |  |  |  | Contractor's Markup |  |  |  | Contractor's Markup |  |  |  | Contractor's Markup |  |  |  | Contractor's Markup |  |  |  | Contractor's Markup |  |  |  | Contractor's Markup |  |  |  | Contractor's Markup |  |  |  | Contractor's Markup |  |  |  | Contractor's Markup |  |  |  | Contractor's Markup |  |  |  | Contractor's Markup |  |  |  | Contractor's Markup |  |  |  | Contractor's Markup |  |  |  | Contractor's Markup |  |  |  | Contractor's Markup |  |  |  | Contractor's Markup |  |  |  | Contractor's Markup |  |  |  | Contractor's Markup |  |  |  | Contractor's Markup |  |  |  | Contractor's Markup |  |  |  | Contractor's Markup |  |  |  | Contractor's Markup |  |  |  | Contractor's Markup |  |  |  | Contractor's Markup |  |  |  | Contractor's Markup |  |  |  | Contractor's Markup |  |  |  | Contractor's Markup |  |  |  | Contractor's Markup |  |  |  | Contractor's Markup |  |  |  | Contractor's Markup |  |  |  | Contractor's Markup |  |  |  | Contractor's Markup |  |  |  | Contractor's Markup |  |  |  | Contractor's Markup |  |  |  | Contractor's Markup |  |  |  | Contractor's Markup |  |  |  | Contractor's Markup |  |  |  | Contractor's Markup |  |  |  | Contractor's Markup |  |  |  | Contractor's Markup |  |  |  | Contractor's Markup |  |  |  | Contractor's Markup |  |  |  | Contractor's Markup |  |  |  | Contractor's Markup |  |  |  | Contractor's Markup |  |  |  | Contractor's Markup |  |  |  | Contractor's Markup |  |  |  | Contractor's Markup |  |  |  | Contractor's Markup |  |  |  | Contractor's Markup |  |  |  | Contractor's Markup |  |  |  | Contractor's Markup |  |  |  | Contractor's Markup |  |  |  | Contractor's Markup |  |  |  | Contractor's Markup |  |  |  | Contractor's Markup |  |  |  | Contractor's Markup |  |  |  | Contractor's Markup |  |  |  | Contractor's Markup |  |  |  | Contractor's Markup |  |  |  | Contractor's Markup |  |  |  | Contractor's Markup |  |  |  | Contractor's Markup |  |  |  | Contractor's Markup |  |  |  | Contractor's Markup |  |  |  | Contractor's Markup |  |  |  | Contractor's Markup |  |  |  | Contractor's Markup |  |  |  | Contractor's Markup |  |  |  | Contractor's Markup |  |  |  | Contractor's Markup |  |  |  | Contractor's Markup |  |  |  | Contractor's Markup |  |  |  | Contractor's Markup |  |  |  | Contractor's Markup |  |  |  | Contractor's Markup |  |  |  | Contractor's Markup |  |  |  | Contractor's Markup |  |  |  | Contractor's Markup |  |  |  | Contractor's Markup |  |  |  | Contractor's Markup |  |  |  | Contractor's Markup |  |  |  | Contractor's Markup |  |  |  | Contractor's Markup |  |  |  | Contractor's Markup |  |  |  | Contractor's Markup |  |  |  | Contractor's Markup |  |  |  | Contractor's Markup |  |  |  | Contractor's Markup |  |  |  | Contractor's Markup |  |  |  | Contractor's Markup |  |  |  | Contractor's Markup |  |  |  | Contractor's Markup |  |  |  | Contractor's Markup |  |  |  | Contractor's Markup |  |  |  | Contractor's Markup |  |  |  | Contractor's Markup |  |  |  | Contractor's Markup |  |  |  | Contractor's Markup |  |  |  | Contractor's Markup |  |  |  | Contractor's Markup |  |  |  | Contractor's Markup |  |  |  | Contractor's Markup |  |  |  | Contractor's Markup |  |  |  | Contractor's Markup |  |  |  | Contractor's Markup |  |  |  | Contractor's Markup |  |  |  | Contractor's Markup |  |  |  | Contractor's Markup |  |  |  | Contractor's Markup |  |  |  | Contractor's Markup |  |  |  | Contractor's Markup |  |  |  | Contractor's Markup |  |  |  | Contractor's Markup |  |  |  | Contractor's Markup |  |  |  | Contractor's Markup |  |  |  | Contractor's Markup |  |  |  | Contractor's Markup |  |  |  | Contractor's Markup |  |  |  | Contractor's Markup |  |  |  | Contractor's Markup |  |  |  | Contractor's Markup |  |  |  | Contractor's Markup |  |  |  | Contractor's Markup |  |  |  | Contractor's Markup |  |  |  | Contractor's Markup |  |  |  | Contractor's Markup |  |  |  | Contractor's Markup |  |  |  | Contractor's Markup |  |  |  | Contractor's Markup |  |  |  | Contractor's Markup |  |  |  | Contractor's Markup |  |  |  | Contractor's Markup |  |  |  | Contractor's Markup |  |  |  | Contractor's Markup |  |  |  | Contractor's Markup |  |  |  | Contractor's Markup |  |  |  | Contractor's Markup |  |  |  | Contractor's Markup |  |  |  | Contractor's Markup |  |  |  | Contractor's Markup |  |  |  | Contractor's Markup |  |  |  | Contractor's Markup |  |  |  | Contractor's Markup |  |  |  | Contractor's Markup |  |  |  | Contractor's Markup |  |  |  | Contractor's Markup |  |  |  | Contractor's Markup |  |  |  | Contractor's Markup |  |  |  | Contractor's Markup |  |  |  | Contractor's Markup |  |  |  | Contractor's Markup |  |  |  | Contractor's Markup |  |  |  | Contractor's Markup |  |  |  | Contractor's Markup |  |  |  | Contractor's Markup |  |  |  | Contractor's Markup |  |  |  | Contractor's Markup |  |  |  | Contractor's Markup |  |  |  | Contractor's Markup |  |  |  | Contractor's Markup |  |  |  | Contractor's Markup |  |  |  | Contractor's Markup |  |  |  | Contractor's Markup |  |  |  | Contractor's Markup |  |  |  | Contractor's Markup |  |  |  | Contractor's Markup |  |  |  | Contractor's Markup |  |  |  | Contractor's Markup |  |  |  | Contractor's Markup |  |  |  | Contractor's Markup |  |  |  | Contractor's Markup |  |  |  | Contractor's Markup |  |  |  | Contractor's Markup |  |  |  | Contractor's Markup |  |  |  | Contractor's Markup |  |  |  | Contractor's Markup |  |  |  | Contractor's Markup |  |  |  | Contractor's Markup |  |  |  | Contractor's Markup |  |  |  | Contractor's Markup |  |  |  | Contractor's Markup |  |  |  | Contractor's Markup |  |  |  | Contractor's Markup |  |  |  | Contractor's Markup |  |  |  | Contractor's Markup |  |  |  | Contractor's Markup |  |  |  | Contractor's Markup |  |  |  | Contractor's Markup |  |  |  | Contractor's Markup |  |  |  | Contractor's Markup |  |  |  | Contractor's Markup |  |  |  | Contractor's Markup |  |  |  | Contractor's Markup |  |  |  | Contractor's Markup |  |  |  | Contractor's Markup |  |  |  | Contractor's Markup |  |  |  | Contractor's Markup |  |  |  | Contractor's Markup |  |  |  | Contractor's Markup |  |  |  | Contractor's Markup |  |  |  | Contractor's Markup |  |  |  | Contractor's Markup |  |  |  | Contractor's Markup |  |  |  | Contractor's Markup |  |  |  | Contractor's Markup |  |  |  | Contractor's Markup |  |  |  | Contractor's Markup |  |  |  | Contractor's Markup |  |  |  | Contractor's Markup |  |  |  | Contractor's Markup |  |  |  | Contractor's Markup |  |  |  | Contractor's Markup |  |  |  | Contractor's Markup |  |  |  | Contractor's Markup |  |  |  | Contractor's Markup |  |  |  | Contractor's Markup |  |  |  | Contractor's Markup |  |  |  | Contractor's Markup |  |  |  | Contractor's Markup |  |  |  | Contractor's Markup |  |  |  | Contractor's Markup |  |  |  | Contractor's Markup |  |  |  | Contractor's Markup |  |  |  | Contractor's Markup |  |  |  | Contractor's Markup |  |  |  | Contractor's Markup |  |  |  | Contractor's Markup |  |  |  | Contractor's Markup |  |  |  | Contractor's Markup |  |  |  | Contractor's Markup |  |  |  | Contractor's Markup |  |  |  | Contractor's Markup |  |  |  | Contractor's Markup |  |  |  | Contractor's Markup |  |  |  | Contractor's Markup |  |  |  | Contractor's Markup |  |  |  | Contractor's Markup |  |  |  | Contractor's Markup |  |  |  | Contractor's Markup |  |  |  | Contractor's Markup |  |  |  | Contractor's Markup |  |  |  | Contractor's Markup |  |  |  | Contractor's Markup |  |  |  | Contractor's Markup |  |  |  | Contractor's Markup |  |  |  | Contractor's Markup |  |  |  | Contractor's Markup |  |  |  | Contractor's Markup |  |  |  | Contractor's Markup |  |  |  | Contractor's Markup |  |  |  | Contractor's Markup |  |  |  | Contractor's Markup |  |  |  | Contractor's Markup |  |  |  | Contractor's Markup |  |  |  | Contractor's Markup |  |  |  | Contractor's Markup |  |  |  | Contractor's Markup |  |  |  | Contractor's Markup |  |  |  | Contractor's Markup |  |  |  | Contractor's Markup |  |  |  | Contractor's Markup |  |  |  | Contractor's Markup |  |  |  | Contractor's Markup |  |  |  | Contractor's Markup |  |  |  | Contractor's Markup |  |  |  | Contractor's Markup |  |  |  | Contractor's Markup |  |  |  | Contractor's Markup |  |  |  | Contractor's Markup |  |  |  | Contractor's Markup |  |  |  | Contractor's Markup |  |  |  | Contractor's Markup |  |  |  | Contractor's Markup |  |  |  | Contractor's Markup |  |  |  | Contractor's Markup |  |  |  | Contractor's Markup |  |  |  | Contractor's Markup |  |  |  | Contractor's Markup |  |  |  | Contractor's Markup |  |  |  | Contractor's Markup |  |  |  | Contractor's Markup |  |  |  | Contractor's Markup |  |  |  | Contractor's Markup |  |  |  | Contractor's Markup |  |  |  | Contractor's Markup |  |  |  | Contractor's Markup |  |  |  | Contractor's Markup |  |  |  | Contractor's Markup |  |  |  | Contractor's Markup |  |  |  | Contractor's Markup |  |  |  | Contractor's Markup |  |  |  | Contractor's Markup |  |  |  | Contractor's Markup |  |  |  | Contractor's Markup |  |  |  | Contractor's Markup |  |  |  | Contractor's Markup |  |  |  | Contractor's Markup |  |  |  | Contractor's Markup |  |  |  | Contractor's Markup |  |  |  | Contractor's Markup |  |  |  | Contractor's Markup |  |  |  | Contractor's Markup |  |  |  | Contractor's Markup |  |  |  | Contractor's Markup |  |  |  | Contractor's Markup |  |  |  | Contractor's Markup |  |  |  | Contractor's Markup |  |  |  | Contractor's Markup |  |  |  | Contractor's Markup |  |  |  | Contractor's Markup |  |  |  | Contractor's Markup |  |  |  | Contractor's Markup |  |  |  | Contractor's Markup |  |  |  | Contractor's Markup |  |  |  | Contractor's Markup |  |  |  | Contractor's Markup |  |  |  | Contractor's Markup |  |  |  | Contractor's Markup |  |  |  | Contractor's Markup |  |  |  | Contractor's Markup |  |  |  | Contractor's Markup |  |  |  | Contractor's Markup |  |  |  | Contractor's Markup |  |  |  | Contractor's Markup |  |  |  | Contractor's Markup |  |  |  | Contractor's Markup |  |  |  | Contractor's Markup |  |  |  | Contractor's Markup |  |  |  | Contractor's Markup |  |  |  | Contractor's Markup |  |  |  | Contractor's Markup |  |  |  | Contractor's Markup |  |  |  | Contractor's Markup |  |  |  | Contractor's Markup |  |  |  | Contractor's Markup |  |  |  | Contractor's Markup |  |  |  | Contractor's Markup |  |  |  | Contractor's Markup |  |  |  | Contractor's Markup |  |  |  | Contractor's Markup |  |  |  | Contractor's Markup |  |  |  | Contractor's Markup |  |  |  | Contractor's Markup |  |  |  | Contractor's Markup |  |  |  | Contractor's Markup |  |  |  | Contractor's Markup |  |  |  | Contractor's Markup |  |  |  | Contractor's Markup |  |  |  | Contractor's Markup |  |  |  | Contractor's Markup |  |  |  | Contractor's Markup |  |  |  | Contractor's Markup |  |  |  | Contractor's Markup |  |  |  | Contractor's Markup |  |  |  | Contractor's Markup |  |  |  | Contractor's Markup |  |  |  | Contractor's Markup |  |  |  | Contractor's Markup |  |  |  | Contractor's Markup |  |  |  | Contractor's Markup |  |  |  | Contractor's Markup |  |  |  | Contractor's Markup |  |  |  | Contractor's Markup |  |  |  | Contractor's Markup |  |  |  | Contractor's Markup |  |  |  | Contractor's Markup |  |  |  | Contractor's Markup |  |  |  | Contractor's Markup |  |  |  | Contractor's Markup |  |  |  | Contractor's Markup |  |  |  | Contractor's Markup |  |  |  | Contractor's Markup |  |  |  | Contractor's Markup |  |  |  | Contractor's Markup |  |  |  | Contractor's Markup |  |  |  | Contractor's Markup |  |  |  | Contractor's Markup |  |  |  | Contractor's Markup |  |  |  | Contractor's Markup |  |  |  | Contractor's Markup |  |  |  | Contractor's Markup |  |  |  | Contractor's Markup |  |  |  | Contractor's Markup |  |  |  | Contractor's Markup |  |  |  | Contractor's Markup |  |  |  | Contractor's Markup |  |  |  | Contractor's Markup |  |  |  | Contractor's Markup |  |  |  | Contractor's Markup |  |  |  | Contractor's Markup |  |  |  | Contractor's Markup |  |  |  | Contractor's Markup |  |  |  | Contractor's Markup |  |  |  | Contractor's Markup |  |  |  | Contractor's Markup |  |  |  | Contractor's Markup |  |  |  | Contractor's Markup |  |  |  | Contractor's Markup |  |  |  | Contractor's Markup |  |  |  | Contractor's Markup |  |  |  | Contractor's Markup |  |  |  | Contractor's Markup |  |  |  | Contractor's Markup |  |  |  | Contractor's Markup |  |  |  | Contractor's Markup |  |  |  | Contractor's Markup |  |  |  | Contractor's Markup |  |  |  | Contractor's Markup |  |  |  | Contractor's Markup |  |  |  | Contractor's Markup |  |  |  | Contractor's Markup |  |  |  | Contractor's Markup |  |  |  | Contractor's Markup |  |  |  | Contractor's Markup |  |  |  | Contractor's Markup |  |  |  | Contractor's Markup |  |  |  | Contractor's Markup |  |  |  | Contractor's Markup |  |  |  | Contractor's Markup |  |  |  | Contractor's Markup |  |  |  | Contractor's Markup |  |  |  | Contractor's Markup |  |  |  | Contractor's Markup |  |  |  | Contractor's Markup |  |  |  | Contractor's Markup |  |  |  | Contractor's Markup |  |  |  | Contractor's Markup |  |  |  | Contractor's Markup |  |  |  | Contractor's Markup |  |  |  | Contractor's Markup |  |  |  | Contractor's Markup |  |  |  | Contractor's Markup |  |  |  | Contractor's Markup |  |  |  | Contractor's Markup |  |  |  | Contractor's Markup |  |  |  | Contractor's Markup |  |  |  | Contractor's Markup |  |  |  | Contractor's Markup |  |  |  | Contractor's Markup |  |  |  | Contractor's Markup |  |  |  | Contractor's Markup |  |  |  | Contractor's Markup |  |  |  | Contractor's Markup |  |  |  | Contractor's Markup |  |  |  | Contractor's Markup |  |  |  | Contractor's Markup |  |  |  | Contractor's Markup |  |  |  | Contractor's Markup |  |  |  | Contractor's Markup |  |  |  | Contractor's Markup |  |  |  | Contractor's Markup |  |  |  | Contractor's Markup |  |  |  | Contractor's Markup |  |  |  | Contractor's Markup |  |  |  | Contractor's Markup |  |  |  | Contractor's Markup |  |  |  | Contractor's Markup |  |  |  | Contractor's Markup |  |  |  | Contractor's Markup |  |  |  | Contractor's Markup |  |  |  | Contractor's Markup |  |  |  | Contractor's Markup |  |  |  | Contractor's Markup |  |  |  | Contractor's Markup |  |  |  | Contractor's Markup |  |  |  | Contractor's Markup |  |  |  | Contractor's Markup |  |  |  | Contractor's Markup |  |  |  | Contractor's Markup |  |  |  | Contractor's Markup |  |  |  | Contractor's Markup |  |  |  | Contractor's Markup |  |  |  | Contractor's Markup |  |  |  | Contractor's Markup |  |  |  | Contractor's Markup |  |  |  | Contractor's Markup |  |  |  | Contractor's Markup |  |  |  | Contractor's Markup |  |  |  | Contractor's Markup |  |  |  | Contractor's Markup |  |  |  | Contractor's Markup |  |  |  | Contractor's Markup |  |  |  | Contractor's Markup |  |  |  | Contractor's Markup |  |  |  | Contractor's Markup |  |  |  | Contractor's Markup |  |  |  | Contractor's Markup |  |  |  | Contractor's Markup |  |  |  | Contractor's Markup |  |  |  | Contractor's Markup |  |  |  | Contractor's Markup |  |  |  | Contractor's Markup |  |  |  | Contractor's Markup |  |  |  | Contractor's Markup |  |  |  | Contractor's Markup |  |  |  | Contractor's Markup |  |  |  | Contractor's Markup |  |  |  | Contractor's Markup |  |  |  | Contractor's Markup |  |  |  | Contractor's Markup |  |  |  | Contractor's Markup |  |  |  | Contractor's Markup |  |  |  | Contractor's Markup |  |  |  | Contractor's Markup |  |  |  | Contractor's Markup |  |  |  | Contractor's Markup |  |  |  | Contractor's Markup |  |  |  | Contractor's Markup |  |  |  | Contractor's Markup |  |  |  | Contractor's Markup |  |  |  | Contractor's Markup |  |  |  | Contractor's Markup |  |  |  | Contractor's Markup |  |  |  | Contractor's Markup |  |  |  | Contractor's Markup |  |  |  | Contractor's Markup |  |  |  | Contractor's Markup |  |  |  | Contractor's Markup |  |  |  | Contractor's Markup |  |  |  | Contractor's Markup |  |  |  | Contractor's Markup |  |  |  | Contractor's Markup |  |  |  | Contractor's Markup |  |  |  | Contractor's Markup |  |  |  | Contractor's Markup |  |  |  | Contractor's Markup |  |  |  | Contractor's Markup |  |  |  | Contractor's Markup |  |  |  | Contractor's Markup |  |  |  | Contractor's Markup |  |  |  | Contractor's Markup |  |  |  | Contractor's Markup |  |  |  | Contractor's Markup |  |  |  | Contractor's Markup |  |  |  | Contractor's Markup |  |  |  | Contractor's Markup |  |  |  | Contractor's Markup |  |  |  | Contractor's Markup |  |  |  | Contractor's Markup |  |  |  | Contractor's Markup |  |  |  | Contractor's Markup |  |  |  | Contractor's Markup |  |  |  | Contractor's Markup |  |  |  | Contractor's Markup |  |  |  | Contractor's Markup |  |  |  | Contractor's Markup |  |  |  | Contractor's Markup |  |  |  | Contractor's Markup |  |  |  | Contractor's Markup |  |  |  | Contractor's Markup |  |  |  | Contractor's Markup |  |  |  | Contractor's Markup |  |  |  | Contractor's Markup |  |  |  | Contractor's Markup |  |  |  | Contractor's Markup |  |  |  | Contractor's Markup |  |  |  | Contractor's Markup |  |  |  | Contractor's Markup |  |  |  | Contractor's Markup |  |  |  | Contractor's Markup |  |  |  | Contractor's Markup |  |  |  | Contractor's Markup |  |  |  | Contractor's Markup |  |  |  | Contractor's Markup |  |  |  | Contractor's Markup |  |  |  | Contractor's Markup |  |  |  | Contractor's Markup |  |  |  | Contractor's Markup |  |  |  | Contractor's Markup |  |  |  | Contractor's Markup |  |  |  | Contractor's Markup |  |  |  | Contractor's Markup |  |  |  | Contractor's Markup |  |  |  | Contractor's Markup |  |  |  | Contractor's Markup |  |  |  | Contractor's Markup |  |  |  | Contractor's Markup |  |  |  | Contractor's Markup |  |  |  | Contractor's Markup |  |  |  | Contractor's Markup |  |  |  | Contractor's Markup |  |  |  | Contractor's Markup |  |  |  | Contractor's Markup |  |  |  | Contractor's Markup |  |  |  | Contractor's Markup |  |  |  | Contractor's Markup |  |  |  | Contractor's Markup |  |  |  | Contractor's Markup |  |  |  | Contractor's Markup |  |  |  | Contractor's Markup |  |  |  | Contractor's Markup |  |  |  | Contractor's Markup |  |  |  | Contractor's Markup |  |  |  | Contractor's Markup |  |  |  | Contractor's Markup |  |  |  | Contractor's Markup |  |  |  | Contractor's Markup |  |  |  | Contractor's Markup |  |  |  | Contractor's Markup |  |  |  | Contractor's Markup |  |  |  | Contractor's Markup |  |  |  | Contractor's Markup |  |  |  | Contractor's Markup |  |  |  | Contractor's Markup |  |  |  | Contractor's Markup |  |  |  | Contractor's Markup |  |  |  | Contractor's Markup |  |  |  | Contractor's Markup |  |  |  | Contractor's Markup |  |  |  | Contractor's Markup |  |  |  | Contractor's Markup |  |  |  | Contractor's Markup |  |  |  | Contractor's Markup |  |  |  | Contractor's Markup |  |  |  | Contractor's Markup |  |  |  | Contractor's Markup |  |  |  | Contractor's Markup |  |  |  | Contractor's Markup |  |  |  | Contractor's Markup |  |  |  | Contractor's Markup |  |  |  | Contractor's Markup |  |  |  | Contractor's Markup |  |  |  | Contractor's Markup |  |  |  | Contractor's Markup |  |  |  | Contractor's Markup |  |  |  | Contractor's Markup |  |  |  | Contractor's Markup |  |  |  | Contractor's Markup |  |  |  | Contractor's Markup |  |  |  | Contractor's Markup |  |  |  | Contractor's Markup |  |  |  | Contractor's Markup |  |  |  | Contractor's Markup |  |  |  | Contractor's Markup |  |  |  | Contractor's Markup |  |  |  | Contractor's Markup |  |  |  | Contractor's Markup |  |  |  | Contractor's Markup |  |  |  | Contractor's Markup |  |  |  | Contractor's Markup |  |  |  | Contractor's Markup |  |  |  | Contractor's Markup |  |  |  | Contractor's Markup |  |  |  | Contractor's Markup |  |  |  | Contractor's Markup |  |  |  | Contractor's Markup |  |  |  | Contractor's Markup |  |  |  | Contractor's Markup |  |  |  | Contractor's Markup |  |  |  | Contractor's Markup |  |  |  | Contractor's Markup |  |  |  | Contractor's Markup |  |  |  | Contractor's Markup |  |  |  | Contractor's Markup |  |  |  | Contractor's Markup |  |  |  | Contractor's Markup |  |  |  | Contractor's Markup |  |  |  | Contractor's Markup |  |  |  | Contractor's Markup |  |  |  | Contractor's Markup |  |  |  | Contractor's Markup |  |  |  | Contractor's Markup |  |  |  | Contractor's Markup |  |  |  | Contractor's Markup |  |  |  | Contractor's Markup |  |  |  | Contractor's Markup |  |  |  | Contractor's Markup |  |  |  | Contractor's Markup |  |  |  | Contractor's Markup |  |  |  | Contractor's Markup |  |  |  | Contractor's Markup |  |  |  | Contractor's Markup |  |  |  | Contractor's Markup |  |  |  | Contractor's Markup |  |  |  | Contractor's Markup |  |  |  | Contractor's Markup |  |  |  | Contractor's Markup |  |  |  | Contractor's Markup |  |  |  | Contractor's Markup |  |  |  | Contractor's Markup |  |  |  | Contractor's Markup |  |  |  | Contractor's Markup |  |  |  | Contractor's Markup |  |  |  | Contractor's Markup |  |  |  | Contractor's Markup |  |  |  | Contractor's Markup |  |  |  | Contractor's Markup |  |  |  | Contractor's Markup |  |  |  | Contractor's Markup |  |  |  | Contractor's Markup |  |  |  | Contractor's Markup |  |  |  | Contractor's Markup |  |  |  | Contractor's Markup |  |  |  | Contractor's Markup |  |  |  | Contractor's Markup |  |  |  | Contractor's Markup |  |  |  | Contractor's Markup |  |  |  | Contractor's Markup |  |  |  | Contractor's Markup |  |  |  | Contractor's Markup |  |  |  | Contractor's Markup |  |  |  | Contractor's Markup |  |  |  | Contractor's Markup |  |  |  | Contractor's Markup |  |  |  | Contractor's Markup |  |  |  | Contractor's Markup |  |  |  | Contractor's Markup |  |  |  | Contractor's Markup |  |  |  | Contractor's Markup |  |  |  | Contractor's Markup |  |  |  | Contractor's Markup |  |  |  | Contractor's Markup |  |  |  | Contractor's Markup |  |  |  | Contractor's Markup |  |  |  | Contractor's Markup |  |  |  | Contractor's Markup |  |  |  | Contractor's Markup |  |  |  | Contractor's Markup |  |  |  | Contractor's Markup |  |  |  | Contractor's Markup |  |  |  | Contractor's Markup |  |  |  | Contractor's Markup |  |  |  | Contractor's Markup |  |  |  | Contractor's Markup |  |  |  | Contractor's Markup |  |  |  | Contractor's Markup |  |  |  | Contractor's Markup |  |  |  | Contractor's Markup |  |  |  | Contractor's Markup |  |  |  | Contractor's Markup |  |  |  | Contractor's Markup |  |  |  | Contractor's Markup |  |  |  | Contractor's Markup |  |  |  | Contractor's Markup |  |  |  | Contractor's Markup |  |  |  | Contractor's Markup |  |  |  | Contractor's Markup |  |  |  | Contractor's Markup |  |  |  | Contractor's Markup |  |  |  | Contractor's Markup |  |  |  | Contractor's Markup |  |  |  | Contractor's Markup |  |  |  | Contractor's Markup |  |  |  | Contractor's Markup |  |  |  | Contractor's Markup |  |  |  | Contractor's Markup |  |  |  | Contractor's Markup |  |  |  | Contractor's Markup |  |  |  | Contractor's Markup |  |  |  | Contractor's Markup |  |  |  | Contractor's Markup |  |  |  | Contractor's Markup |  |  |  | Contractor's Markup |  |  |  | Contractor's Markup |  |  |  | Contractor's Markup |  |  |  | Contractor's Markup |  |  |  | Contractor's Markup |  |  |  | Contractor's Markup |  |  |  | Contractor's Markup |  |  |  | Contractor's Markup |  |  |  | Contractor's Markup |  |  |  | Contractor's Markup |  |  |  | Contractor's Markup |  |  |  | Contractor's Markup |  |  |  | Contractor's Markup |  |  |  | Contractor's Markup |  |  |  | Contractor's Markup |  |  |  | Contractor's Markup |  |  |  | Contractor's Markup |  |  |  | Contractor's Markup |  |  |  | Contractor's Markup |  |  |  | Contractor's Markup |  |  |  | Contractor's Markup |  |  |  | Contractor's Markup |  |  |  | Contractor's Markup |  |  |  | Contractor's Markup |  |  |  | Contractor's Markup |  |  |  | Contractor's Markup |  |  |  | Contractor's Markup |  |  |  | Contractor's Markup |  |  |  | Contractor's Markup |  |  |  | Contractor's Markup |  |  |  | Contractor's Markup |  |  |  | Contractor's Markup |  |  |  | Contractor's Markup |  |  |  | Contractor's Markup |  |  |  | Contractor's Markup |  |  |  | Contractor's Markup |  |  |  | Contractor's Markup |  |  |  | Contractor's Markup |  |  |  | Contractor's Markup |  |  |  | Contractor's Markup |  |  |  | Contractor's Markup |  |  |  | Contractor's Markup |  |  |  | Contractor's Markup |  |  |  | Contractor's Markup |  |  |  | Contractor's Markup |  |  |  | Contractor's Markup |  |  |  | Contractor's Markup |  |  |  | Contractor's Markup |  |  |  | Contractor's Markup |  |  |  | Contractor's Markup |  |  |  | Contractor's Markup |  |  |  | Contractor's Markup |  |  |  | Contractor's Markup |  |  |  | Contractor's Markup |  |  |  | Contractor's Markup |  |  |  | Contractor's Markup |  |  |  | Contractor's Markup |  |  |  | Contractor's Markup |  |  |  | Contractor's Markup |  |  |  | Contractor's Markup |  |  |  | Contractor's Markup |  |  |  | Contractor's Markup |  |  |  | Contractor's Markup |  |  |  | Contractor's Markup |  |  |  | Contractor's Markup |  |  |  | Contractor's Markup |  |  |  | Contractor's Markup |  |  |  | Contractor's Markup |  |  |  | Contractor's Markup |  |  |  | Contractor's Markup |  |  |  | Contractor's Markup |  |  |  | Contractor's Markup |  |  |  | Contractor's Markup |  |  |  | Contractor's Markup |  |  |  | Contractor's Markup |  |  |  | Contractor's Markup |  |  |  | Contractor's Markup |  |  |  | Contractor's Markup |  |  |  | Contractor's Markup |  |  |  | Contractor's Markup |  |  |  | Contractor's Markup |  |  |  | Contractor's Markup |  |  |  | Contractor's Markup |  |  |  | Contractor's Markup |  |  |  | Contractor's Markup |  |  |  | Contractor's Markup |  |  |  | Contractor's Markup |  |  |  | Contractor's Markup |  |  |  | Contractor's Markup |  |  |  | Contractor's Markup |  |  |  | Contractor's Markup |  |  |  | Contractor's Markup |  |  |  | Contractor's Markup |  |  |  | Contractor's Markup |  |  |  | Contractor's Markup |  |  |  | Contractor's Markup |  |  |  | Contractor's Markup |  |  |  | Contractor's Markup |  |  |  | Contractor's Markup |  |  |  | Contractor's Markup |  |  |  | Contractor's Markup |  |  |  | Contractor's Markup |  |  |  | Contractor's Markup |  |  |  | Contractor's Markup |  |  |  | Contractor's Markup |  |  |  | Contractor's Markup |  |  |  | Contractor's Markup |  |  |  | Contractor's Markup |  |  |  | Contractor's Markup |  |  |  | Contractor's Markup |  |  |  | Contractor's Markup |  |  |  | Contractor's Markup |  |  |  | Contractor's Markup |  |  |  | Contractor's Markup |  |  |  | Contractor's Markup |  |  |  | Contractor's Markup |  |  |  | Contractor's Markup |  |  |  | Contractor's Markup |  |  |  | Contractor's Markup |  |  |  | Contractor's Markup |  |  |  | Contractor's Markup |  |  |  | Contractor's Markup |  |  |  | Contractor's Markup |  |  |  | Contractor's Markup |  |  |  | Contractor's Markup |  |  |  | Contractor's Markup |  |  |  | Contractor's Markup |  |  |  | Contractor's Markup |  |  |  | Contractor's Markup |  |  |  | Contractor's Markup |  |  |  | Contractor's Markup |  |  |  | Contractor's Markup |  |  |  | Contractor's Markup |  |  |  | Contractor's Markup |  |  |  | Contractor's Markup |  |  |  | Contractor's Markup |  |  |  | Contractor's Markup |  |  |  | Contractor's Markup |  |  |  | Contractor's Markup |  |  |  | Contractor's Markup |  |  |  | Contractor's Markup |  |  |  | Contractor's Markup |  |  |  | Contractor's Markup |  |  |  | Contractor's Markup |  |  |  | Contractor's Markup |  |  |  | Contractor's Markup |  |  |  | Contractor's Markup |  |  |  | Contractor's Markup |  |  |  | Contractor's Markup |  |  |  | Contractor's Markup |  |  |  | Contractor's Markup |  |  |  | Contractor's Markup |  |  |  | Contractor's Markup |  |  |  | Contractor's Markup |  |  |  | Contractor's Markup |  |  |  | Contractor's Markup |  |  |  | Contractor's Markup |  |  |  | Contractor's Markup |  |  |  | Contractor's Markup |  |  |  | Contractor's Markup |  |  |  | Contractor's Markup |  |  |  | Contractor's Markup |  |  |  | Contractor's Markup |  |  |  | Contractor's Markup |  |  |  | Contractor's Markup |  |  |  | Contractor's Markup |  |  |  | Contractor's Markup |  |  |  | Contractor's Markup |  |  |  | Contractor's Markup |  |  |  | Contractor's Markup |  |  |  | Contractor's Markup |  |  |  | Contractor's Markup |  |  |  | Contractor's Markup |  |  |  | Contractor's Markup |  |  |  | Contractor's Markup |  |  |  | Contractor's Markup |  |  |  | Contractor's Markup |  |  |  | Contractor's Markup |  |  |  | Contractor's Markup |  |  |  | Contractor's Markup |  |  |  | Contractor's Markup |  |  |  | Contractor's Markup |  |  |  | Contractor's Markup |  |  |  | Contractor's Markup |  |  |  | Contractor's Markup |  |  |  | Contractor's Markup |  |  |  | Contractor's Markup |  |  |  | Contractor's Markup |  |  |  | Contractor's Markup |  |  |  | Contractor's Markup |  |  |  | Contractor's Markup |  |  |  | Contractor's Markup |  |  |  | Contractor's Markup |  |  |  | Contractor's Markup |  |  |  | Contractor's Markup |  |  |  | Contractor's Markup |  |  |  | Contractor's Markup |  |  |  | Contractor's Markup |  |  |  | Contractor's Markup |  |  |  | Contractor's Markup |  |  |  | Contractor's Markup |  |  |  | Contractor's Markup |  |  |  | Contractor's Markup |  |  |  | Contractor's Markup |  |  |  | Contractor's Markup |  |  |  | Contractor's Markup |  |  |  | Contractor's Markup |  |  |  | Contractor's Markup |  |  |  | Contractor's Markup |  |  |  | Contractor's Markup |  |  |  | Contractor's Markup |  |  |  | Contractor's Markup |  |  |  | Contractor's Markup |  |  |  | Contractor's Markup |  |  |  | Contractor's Markup |  |  |  | Contractor's Markup |  |  |  | Contractor's Markup |  |  |  | Contractor's Markup |  |  |  | Contractor's Markup |  |  |  | Contractor's Markup |  |  |  | Contractor's Markup |  |  |  | Contractor's Markup |  |  |  | Contractor's Markup |  |  |  | Contractor's Markup |  |  |  | Contractor's Markup |  |  |  | Contractor's Markup |  |  |  | Contractor's Markup |  |  |  | Contractor's Markup |  |  |  | Contractor's Markup |  |  |  | Contractor's Markup |  |  |  | Contractor's Markup |  |  |  | Contractor's Markup |  |  |  | Contractor's Markup |  |  |  | Contractor's Markup |  |  |  | Contractor's Markup |  |  |  | Contractor's Markup |  |  |  | Contractor's Markup |  |  |  | Contractor's Markup |  |  |  | Contractor's Markup |  |  |  | Contractor's Markup |  |  |  | Contractor's Markup |  |  |  | Contractor's Markup |  |  |  | Contractor's Markup |  |  |  | Contractor's Markup |  |  |  | Contractor's Markup |  |  |  | Contractor's Markup |  |  |  | Contractor's Markup |  |  |  | Contractor's Markup |  |  |  | Contractor's Markup |  |  |  | Contractor's Markup |  |  |  | Contractor's Markup |  |  |  | Contractor's Markup |  |  |  | Contractor's Markup |  |  |  | Contractor's Markup |  |  |  | Contractor's Markup |  |  |  | Contractor's Markup |  |  |  | Contractor's Markup |  |  |  | Contractor's Markup |  |  |  | Contractor's Markup |  |  |  | Contractor's Markup |  |  |  | Contractor's Markup |  |  |  | Contractor's Markup |  |  |  | Contractor's Markup |  |  |  | Contractor's Markup |  |  |  | Contractor's Markup |  |  |  | Contractor's Markup |  |  |  | Contractor's Markup |  |  |  | Contractor's Markup |  |  |  | Contractor's Markup |  |  |  | Contractor's Markup |  |  |  | Contractor's Markup |  |  |  | Contractor's Markup |  |  |  | Contractor's Markup |  |  |  | Contractor's Markup |  |  |  | Contractor's Markup |  |  |  | Contractor's Markup |  |  |  | Contractor's Markup |  |  |  | Contractor's Markup |  |  |  | Contractor's Markup |  |  |  | Contractor's Markup |  |  |  | Contractor's Markup |  |  |  | Contractor's Markup |  |  |  | Contractor's Markup |  |  |  | Contractor's Markup |  |  |  | Contractor's Markup |  |  |  | Contractor's Markup |  |  |  | Contractor's Markup |  |  |  | Contractor's Markup |  |  |  | Contractor's Markup |  |  |  | Contractor's Markup |  |  |  | Contractor's Markup |  |  |  | Contractor's Markup |  |  |  | Contractor's Markup |  |  |  | Contractor's Markup |  |  |  | Contractor's Markup |  |  |  | Contractor's Markup |  |  |  | Contractor's Markup |  |  |  | Contractor's Markup |  |  |  | Contractor's Markup |  |  |  | Contractor's Markup |  |  |  | Contractor's Markup |  |  |  | Contractor's Markup |  |  |  | Contractor's Markup |  |  |  | Contractor's Markup |  |  |  | Contractor's Markup |  |  |  | Contractor's Markup |  |  |  | Contractor's Markup |  |  |  | Contractor's Markup |  |  |  | Contractor's Markup |  |  |  | Contractor's Markup |  |  |  | Contractor's Markup |  |  |  | Contractor's Markup |  |  |  | Contractor's Markup |  |  |  | Contractor's Markup |  |  |  | Contractor's Markup |  |  |  | Contractor's Markup |  |  |  | Contractor's Markup |  |  |  | Contractor's Markup |  |  |  | Contractor's Markup |  |  |  | Contractor's Markup |  |  |  | Contractor's Markup |  |  |  | Contractor's Markup |  |  |  | Contractor's Markup |  |  |  | Contractor's Markup |  |  |  | Contractor's Markup |  |  |  | Contractor's Markup |  |  |  | Contractor's Markup |  |  |  | Contractor's Markup |  |  |  | Contractor's Markup |  |  |  | Contractor's Markup |  |  |  | Contractor's Markup |  |  |  | Contractor's Markup |  |  |  | Contractor's Markup |  |  |  | Contractor's Markup |  |  |  | Contractor's Markup |  |  |  | Contractor's Markup |  |  |  | Contractor's Markup |  |  |  | Contractor's Markup |  |  |  | Contractor's Markup |  |  |  | Contractor's Markup |  |  |  | Contractor's Markup |  |  |  | Contractor's Markup |  |  |  | Contractor's Markup |  |  |  | Contractor's Markup |  |  |  | Contractor's Markup |  |  |  | Contractor's Markup |  |  |  | Contractor's Markup |  |  |  | Contractor's Markup |  |  |  | Contractor's Markup |  |  |  | Contractor's Markup |  |  |  | Contractor's Markup |  |  |  | Contractor's Markup |  |  |  | Contractor's Markup |  |  |  | Contractor's Markup |  |  |  | Contractor's Markup |  |  |  | Contractor's Markup |  |  |  | Contractor's Markup |  |  |  | Contractor's Markup |  |  |  | Contractor's Markup |  |  |  | Contractor's Markup |  |  |  | Contractor's Markup |  |  |  | Contractor's Markup |  |  |  | Contractor's Markup |  |  |  | Contractor's Markup |  |  |  | Contractor's Markup |  |  |  | Contractor's Markup |  |  |  | Contractor's Markup |  |  |  | Contractor's Markup |  |  |  | Contractor's Markup |  |  |  | Contractor's Markup |  |  |  | Contractor's Markup |  |  |  | Contractor's Markup |  |  |  | Contractor's Markup |  |  |  | Contractor's Markup |  |  |  | Contractor's Markup |  |  |  | Contractor's Markup |  |  |  | Contractor's Markup |  |  |  | Contractor's Markup |  |  |  | Contractor's Markup |  |  |  | Contractor's Markup |  |  |  | Contractor's Markup |  |  |  | Contractor's Markup |  |  |  | Contractor's Markup |  |  |  | Contractor's Markup |  |  |  | Contractor's Markup |  |  |  | Contractor's Markup |  |  |  | Contractor's Markup |  |  |  | Contractor's Markup |  |  |  | Contractor's Markup |  |  |  | Contractor's Markup |  |  |  | Contractor's Markup |  |  |  | Contractor's Markup |  |  |  | Contractor's Markup |  |  |  | Contractor's Markup |  |  |  | Contractor's Markup |  |  |  | Contractor's Markup |  |  |  | Contractor's Markup |  |  |  | Contractor's Markup |  |  |  | Contractor's Markup |  |  |  | Contractor's Markup |  |  |  | Contractor's Markup |  |  |  | Contractor's Markup |  |  |  | Contractor's Markup |  |  |  | Contractor's Markup |  |  |  | Contractor's Markup |  |  |  | Contractor's Markup |  |  |  | Contractor's Markup |  |  |  | Contractor's Markup |  |  |  | Contractor's Markup |  |  |  | Contractor's Markup |  |  |  | Contractor's Markup |  |  |  | Contractor's Markup |  |  |  | Contractor's Markup |  |  |  | Contractor's Markup |  |  |  | Contractor's Markup |  |  |  | Contractor's Markup |  |  |  | Contractor's Markup |  |  |  | Contractor's Markup |  |  |  | Contractor's Markup |  |  |  | Contractor's Markup |  |  |  | Contractor's Markup |  |  |  | Contractor's Markup |  |  |  | Contractor's Markup |  |  |  | Contractor's Markup |  |  |  | Contractor's Markup |  |  |  | Contractor's Markup |  |  |  | Contractor's Markup |  |  |  | Contractor's Markup |  |  |  | Contractor's Markup |  |  |  | Contractor's Markup |  |  |  | Contractor's Markup |  |  |  | Contractor's Markup |  |  |  | Contractor's Markup |  |  |  | Contractor's Markup |  |  |  | Contractor's Markup |  |  |  | Contractor's Markup |  |  |  | Contractor's Markup |  |  |  | Contractor's Markup |  |  |  | Contractor's Markup |  |  |  | Contractor's Markup |  |  |  | Contractor's Markup |  |  |  | Contractor's Markup |  |  |  | Contractor's Markup |  |  |  | Contractor's Markup |  |  |  | Contractor's Markup |  |  |  | Contractor's Markup |  |  |  | Contractor's Markup |  |  |  | Contractor's Markup |  |  |  | Contractor's Markup |  |  |  | Contractor's Markup |  |  |  | Contractor's Markup |  |  |  | Contractor's Markup |  |  |  | Contractor's Markup |  |  |  | Contractor's Markup |  |  |  | Contractor's Markup |  |  |  | Contractor's Markup |  |  |  | Contractor's Markup |  |  |  | Contractor's Markup |  |  |  | Contractor's Markup |  |  |  | Contractor's Markup |  |  |  | Contractor's Markup |  |  |  | Contractor's Markup |  |  |  | Contractor's Markup |  |  |  | Contractor's Markup |  |  |  | Contractor's Markup |  |  |  | Contractor's Markup |  |  |  | Contractor's Markup |  |  |  | Contractor's Markup |  |  |  | Contractor's Markup |  |  |  | Contractor's Markup |  |  |  | Contractor's Markup |  |  |  | Contractor's Markup |  |  |  | Contractor's Markup |  |  |  | Contractor's Markup |  |  |  | Contractor's Markup |  |  |  | Contractor's Markup |  |  |  | Contractor's Markup |  |  |  | Contractor's Markup |  |  |  | Contractor's Markup |  |  |  | Contractor's Markup |  |  |  | Contractor's Markup |  |  |  | Contractor's Markup |  |  |  | Contractor's Markup |  |  |  | Contractor's Markup |  |  |  | Contractor's Markup |  |  |  | Contractor's Markup |  |  |  | Contractor's Markup |  |  |  | Contractor's Markup |  |  |  | Contractor's Markup |  |  |  | Contractor's Markup |  |  |  | Contractor's Markup |  |  |  | Contractor's Markup |  |  |  | Contractor's Markup |  |  |  | Contractor's Markup |  |  |  | Contractor's Markup |  |  |  | Contractor's Markup |  |  |  | Contractor's Markup |  |  |  | Contractor's Markup |  |  |  | Contractor's Markup |  |  |  | Contractor's Markup |  |  |  | Contractor's Markup |  |  |  | Contractor's Markup |  |  |  | Contractor's Markup |  |  |  | Contractor's Markup |  |  |  | Contractor's Markup |  |  |  | Contractor's Markup |  |  |  | Contractor's Markup |  |  |  | Contractor's Markup |  |  |  | Contractor's Markup |  |  |  | Contractor's Markup |  |  |  | Contractor's Markup |  |  |  | Contractor's Markup |  |  |  | Contractor's Markup |  |  |  | Contractor's Markup |  |  |  | Contractor's Markup |  |  |  | Contractor's Markup |  |  |  | Contractor's Markup |  |  |  | Contractor's Markup |  |  |  | Contractor's Markup |  |  |  | Contractor's Markup |  |  |  | Contractor's Markup |  |  |  | Contractor's Markup |  |  |  | Contractor's Markup |  |  |  | Contractor's Markup |  |  |  | Contractor's Markup |  |  |  | Contractor's Markup |  |  |  | Contractor's Markup |  |  |  | Contractor's Markup |  |  |  | Contractor's Markup |  |  |  | Contractor's Markup |  |  |  | Contractor's Markup |  |  |  | Contractor's Markup |  |  |  | Contractor's Markup |  |  |  | Contractor's Markup |  |  |  | Contractor's Markup |  |  |  | Contractor's Markup |  |  |  | Contractor's Markup |  |  |  | Contractor's Markup |  |  |  | Contractor's Markup |  |  |  | Contractor's Markup |  |  |  | Contractor's Markup |  |  |  | Contractor's Markup |  |  |  | Contractor's Markup |  |  |  | Contractor's Markup |  |  |  | Contractor's Markup |  |  |  | Contractor's Markup |  |  |  | Contractor's Markup |  |  |  | Contractor's Markup |  |  |  | Contractor's Markup |  |  |  | Contractor's Markup |  |  |  | Contractor's Markup |  |  |  | Contractor's Markup |  |  |  | Contractor's Markup |  |  |  | Contractor's Markup |  |  |  | Contractor's Markup |  |  |  | Contractor's Markup |  |  |  | Contractor's Markup |  |  |  | Contractor's Markup |  |  |  | Contractor's Markup |  |  |  | Contractor's Markup |  |  |  | Contractor's Markup |  |  |  | Contractor's Markup |  |  |  | Contractor's Markup |  |  |  | Contractor's Markup |  |  |  | Contractor's Markup |  |  |  | Contractor's Markup |  |  |  | Contractor's Markup |  |  |  | Contractor's Markup |  |  |  | Contractor's Markup |  |  |  | Contractor's Markup |  |  |  | Contractor's Markup |  |  |  | Contractor's Markup |  |  |  | Contractor's Markup |  |  |  | Contractor's Markup |  |  |  | Contractor's Markup |  |  |  | Contractor's Markup |  |  |  | Contractor's Markup |  |  |  | Contractor's Markup |  |  |  | Contractor's Markup |  |  |  | Contractor's Markup |  |  |  | Contractor's Markup |  |  |  | Contractor's Markup |  |  |  | Contractor's Markup |  |  |  | Contractor's Markup |  |  |  | Contractor's Markup |  |  |  | Contractor's Markup |  |  |  | Contractor's Markup |  |  |  | Contractor's Markup |  |  |  | Contractor's Markup |  |  |  | Contractor's Markup |  |  |  | Contractor's Markup |  |  |  | Contractor's Markup |  |  |  | Contractor's Markup |  |  |  | Contractor's Markup |  |  |  | Contractor's Markup |  |  |  | Contractor's Markup |  |  |  | Contractor's Markup |  |  |  | Contractor's Markup |  |  |  | Contractor's Markup |  |  |  | Contractor's Markup |  |  |  | Contractor's Markup |  |  |  | Contractor's Markup |  |  |  | Contractor's Markup |  |  |  | Contractor's Markup |  |  |  | Contractor's Markup |  |  |  | Contractor's Markup |  |  |  | Contractor's Markup |  |  |  | Contractor's Markup |  |  |  | Contractor's Markup |  |  |  | Contractor's Markup |  |  |  | Contractor's Markup |  |  |  | Contractor's Markup |  |  |  | Contractor's Markup |  |  |  | Contractor's Markup |  |  |  | Contractor's Markup |  |  |  | Contractor's Markup |  |  |  | Contractor's Markup |  |  |  | Contractor's Markup |  |  |  | Contractor's Markup |  |  |  | Contractor's Markup |  |  |  | Contractor's Markup |  |  |  | Contractor's Markup |  |  |  | Contractor's Markup |  |  |  | Contractor's Markup |  |  |  | Contractor's Markup |  |  |  | Contractor's Markup |  |  |  | Contractor's Markup |  |  |  | Contractor's Markup |  |  |  | Contractor's Markup |  |  |  | Contractor's Markup |  |  |  | Contractor's Markup |  |  |  | Contractor's Markup |  |  |  | Contractor's Markup |  |  |  | Contractor's Markup |  |  |  | Contractor's Markup |  |  |  | Contractor's Markup |  |  |  | Contractor's Markup |  |  |  | Contractor's Markup |  |  |  | Contractor's Markup |  |  |  | Contractor's Markup |  |  |  | Contractor's Markup |  |  |  | Contractor's Markup |  |  |  | Contractor's Markup |  |  |  | Contractor's Markup |  |  |  | Contractor's Markup |  |  |  | Contractor's Markup |  |  |  | Contractor's Markup |  |  |  | Contractor's Markup |  |  |  | Contractor's Markup |  |  |  | Contractor's Markup |  |  |  | Contractor's Markup |  |  |  | Contractor's Markup |  |  |  | Contractor's Markup |  |  |  | Contractor's Markup |  |  |  | Contractor's Markup |  |  |  | Contractor's Markup |  |  |  | Contractor's Markup |  |  |  | Contractor's Markup |  |  |  | Contractor's Markup |  |  |  | Contractor's Markup |  |  |  | Contractor's Markup |  |  |  | Contractor's Markup |  |  |  | Contractor's Markup |  |  |  | Contractor's Markup |  |  |  | Contractor's Markup |  |  |  | Contractor's Markup |  |  |  | Contractor's Markup |  |  |  | Contractor's Markup |  |  |  | Contractor's Markup |  |  |  | Contractor's Markup |  |  |  | Contractor's Markup |  |  |  | Contractor's Markup |  |  |  | Contractor's Markup |  |  |  | Contractor's Markup |  |  |  | Contractor's Markup |  |  |  | Contractor's Markup |  |  |  | Contractor's Markup |  |  |  | Contractor's Markup |  |  |  | Contractor's Markup |  |  |  | Contractor's Markup |  |  |  | Contractor's Markup |  |  |  | Contractor's Markup |  |  |  | Contractor's Markup |  |  |  | Contractor's Markup |  |  |  | Contractor's Markup |  |  |  | Contractor's Markup |  |  |  | Contractor's Markup |  |  |  | Contractor's Markup |  |  |  | Contractor's Markup |  |  |  | Contractor's Markup |  |  |  | Contractor's Markup |  |  |  | Contractor's Markup |  |  |  | Contractor's Markup |  |  |  | Contractor's Markup |  |  |  | Contractor's Markup |  |  |  | Contractor's Markup |  |  |  | Contractor's Markup |  |  |  | Contractor's Markup |  |  |  | Contractor's Markup |  |  |  | Contractor's Markup |  |  |  | Contractor's Markup |  |  |  | Contractor's Markup |  |  |  | Contractor's Markup |  |  |  | Contractor's Markup |  |  |  | Contractor's Markup |  |  |  | Contractor's Markup |  |  |  | Contractor's Markup |  |  |  | Contractor's Markup |  |  |  | Contractor's Markup |  |  |  | Contractor's Markup |  |  |  | Contractor's Markup |  |  |  | Contractor's Markup |  |  |  | Contractor's Markup |  |  |  | Contractor's Markup |  |  |  | Contractor's Markup |  |  |  | Contractor's Markup |  |  |  | Contractor's Markup |  |  |  | Contractor's Markup |  |  |  | Contractor's Markup |  |  |  | Contractor's Markup |  |  |  | Contractor's Markup |  |  |  | Contractor's Markup |  |  |  | Contractor's Markup |  |  |  | Contractor's Markup |  |  |  | Contractor's Markup |  |  |  | Contractor's Markup |  |  |  | Contractor's Markup |  |  |  | Contractor's Markup |  |  |  | Contractor's Markup |  |  |  | Contractor's Markup |  |  |  | Contractor's Markup |  |  |  | Contractor's Markup |  |  |  | Contractor's Markup |  |  |  | Contractor's Markup |  |  |  | Contractor's Markup |  |  |  | Contractor's Markup |  |  |  | Contractor's Markup |  |  |  | Contractor's Markup |  |  |  | Contractor's Markup |  |  |  | Contractor's Markup |  |  |  | Contractor's Markup |  |  |  | Contractor's Markup |  |  |  | Contractor's Markup |  |  |  | Contractor's Markup |  |  |  | Contractor's Markup |  |  |  | Contractor's Markup |  |  |  | Contractor's Markup |  |  |  | Contractor's Markup |  |  |  | Contractor's Markup |  |  |  | Contractor's Markup |  |  |  | Contractor's Markup |  |  |  | Contractor's Markup |  |  |  | Contractor's Markup |  |  |  | Contractor's Markup |  |  |  | Contractor's Markup |  |  |  | Contractor's Markup |  |  |  | Contractor's Markup |  |  |  | Contractor's Markup |  |  |  | Contractor's Markup |  |  |  | Contractor's Markup |  |  |  | Contractor's Markup |  |  |  | Contractor's Markup |  |  |  | Contractor's Markup |  |  |  | Contractor's Markup |  |  |  | Contractor's Markup |  |  |  | Contractor's Markup |  |  |  | Contractor's Markup |  |  |  | Contractor's Markup |  |  |  | Contractor's Markup |  |  |  | Contractor's Markup |  |  |  | Contractor's Markup |  |  |  | Contractor's Markup |  |  |  | Contractor's Markup |  |  |  | Contractor's Markup |  |  |  | Contractor's Markup |  |  |  | Contractor's Markup |  |  |  | Contractor's Markup |  |  |  | Contractor's Markup |  |  |  | Contractor's Markup |  |  |  | Contractor's Markup |  |  |  | Contractor's Markup |  |  |  | Contractor's Markup |  |  |  | Contractor's Markup |  |  |  | Contractor's Markup |  |  |  | Contractor's Markup |  |  |  | Contractor's Markup |  |  |  | Contractor's Markup |  |  |  | Contractor's Markup |  |  |  | Contractor's Markup |  |  |  | Contractor's Markup |  |  |  | Contractor's Markup |  |  |  | Contractor's Markup |  |  |  | Contractor's Markup |  |  |  | Contractor's Markup |  |  |  | Contractor's Markup |  |  |  | Contractor's Markup |  |  |  | Contractor's Markup |  |  |  | Contractor's Markup |  |  |  | Contractor's Markup |  |  |  | Contractor's Markup |  |  |  | Contractor's Markup |  |  |  | Contractor's Markup |  |  |  | Contractor's Markup |  |  |  | Contractor's Markup |  |  |  | Contractor's Markup |  |  |  | Contractor's Markup |  |  |  | Contractor's Markup |  |  |  | Contractor's Markup |  |  |  | Contractor's Markup |  |  |  | Contractor's Markup |  |  |  | Contractor's Markup |  |  |  | Contractor's Markup |  |  |  | Contractor's Markup |  |  |  | Contractor's Markup |  |  |  | Contractor's Markup |  |  |  | Contractor's Markup |  |  |  | Contractor's Markup |  |  |  | Contractor's Markup |  |  |  | Contractor's Markup |  |  |  | Contractor's Markup |  |  |  | Contractor's Markup |  |  |  | Contractor's Markup |  |  |  | Contractor's Markup |  |  |  | Contractor's Markup |  |  |  | Contractor's Markup |  |  |  | Contractor's Markup |  |  |  | Contractor's Markup |  |  |  | Contractor's Markup |  |  |  | Contractor's Markup |  |  |  | Contractor's Markup |  |  |  | Contractor's Markup |  |  |  | Contractor's Markup |  |  |  | Contractor's Markup |  |  |  | Contractor's Markup |  |  |  | Contractor's Markup |  |  |  | Contractor's Markup |  |  |  | Contractor's Markup |  |  |  | Contractor's Markup |  |  |  | Contractor's Markup |  |  |  | Contractor's Markup |  |  |  | Contractor's Markup |  |  |  | Contractor's Markup |  |  |  | Contractor's Markup |  |  |  | Contractor's Markup |  |  |  | Contractor's Markup |  |  |  | Contractor's Markup |  |  |  | Contractor's Markup |  |  |  | Contractor's Markup |  |  |  | Contractor's Markup |  |  |  | Contractor's Markup |  |  |  | Contractor's Markup |  |  |  | Contractor's Markup |  |  |  | Contractor's Markup |  |  |  | Contractor's Markup |  |  |  | Contractor's Markup |  |  |  | Contractor's Markup |  |  |  | Contractor's Markup |  |  |  | Contractor's Markup |  |  |  | Contractor's Markup |  |  |  | Contractor's Markup |  |  |  | Contractor's Markup |  |  |  | Contractor's Markup |  |  |  | Contractor's Markup |  |  |  | Contractor's Markup |  |  |  | Contractor's Markup |  |  |  | Contractor's Markup |  |  |  | Contractor's Markup |  |  |  | Contractor's Markup |  |  |  | Contractor's Markup |  |  |  | Contractor's Markup |  |  |  | Contractor's Markup |  |  |  | Contractor's Markup |  |  |  | Contractor's Markup |  |  |  | Contractor's Markup |  |  |  | Contractor's Markup |  |  |  | Contractor's Markup |  |  |  | Contractor's Markup |  |  |  | Contractor's Markup |  |  |  | Contractor's Markup |  |  |  | Contractor's Markup |  |  |  | Contractor's Markup |  |  |  | Contractor's Markup |  |  |  | Contractor's Markup |  |  |  | Contractor's Markup |  |  |  | Contractor's Markup |  |  |  | Contractor's Markup |  |  |  | Contractor's Markup |  |  |  | Contractor's Markup |  |  |  | Contractor's Markup |  |  |  | Contractor's Markup |  |  |  | Contractor's Markup |  |  |  | Contractor's Markup |  |  |  | Contractor's Markup |  |  |  | Contractor's Markup |  |  |  | Contractor's Markup |  |  |  | Contractor's Markup |  |  |  | Contractor's Markup |  |  |  | Contractor's Markup |  |  |  | Contractor's Markup |  |  |  | Contractor's Markup |  |  |  | Contractor's Markup |  |  |  | Contractor's Markup |  |  |  | Contractor's Markup |  |  |  | Contractor's Markup |  |  |  | Contractor's Markup |  |  |  | Contractor's Markup |  |  |  | Contractor's Markup |  |  |  | Contractor's Markup |  |  |  | Contractor's Markup |  |  |  | Contractor's Markup |  |  |  | Contractor's Markup |  |  |  | Contractor's Markup |  |  |  | Contractor's Markup |  |  |  | Contractor's Markup |  |  |  | Contractor's Markup |  |  |  | Contractor's Markup |  |  |  | Contractor's Markup |  |  |  | Contractor's Markup |  |  |  | Contractor's Markup |  |  |  | Contractor's Markup |  |  |  | Contractor's Markup |  |  |  | Contractor's Markup |  |  |  | Contractor's Markup |  |  |  | Contractor's Markup |  |  |  | Contractor's Markup |  |  |  | Contractor's Markup |  |  |  | Contractor's Markup |  |  |  | Contractor's Markup |  |  |  | Contractor's Markup |  |  |  | Contractor's Markup |  |  |  | Contractor's Markup |  |  |  | Contractor's Markup |  |  |  | Contractor's Markup |  |  |  | Contractor's Markup |  |  |  | Contractor's Markup |  |  |  | Contractor's Markup |  |  |  | Contractor's Markup |  |  |  | Contractor's Markup |  |  |  | Contractor's Markup |  |  |  | Contractor's Markup |  |  |  | Contractor's Markup |  |  |  | Contractor's Markup |  |  |  | Contractor's Markup |  |  |  | Contractor's Markup |  |  |  | Contractor's Markup |  |  |  | Contractor's Markup |  |  |  | Contractor's Markup |  |  |  | Contractor's Markup |  |  |  | Contractor's Markup |  |  |  | Contractor's Markup |  |  |  | Contractor's Markup |  |  |  | Contractor's Markup |  |  |  | Contractor's Markup |  |  |  | Contractor's Markup |  |  |  | Contractor's Markup |  |  |  | Contractor's Markup |  |  |  | Contractor's Markup |  |  |  | Contractor's Markup |  |  |  | Contractor's Markup |  |  |  | Contractor's Markup |  |  |  | Contractor's Markup |  |  |  | Contractor's Markup |  |  |  | Contractor's Markup |  |  |  | Contractor's Markup |  |  |  | Contractor's Markup |  |  |  | Contractor's Markup |  |  |  | Contractor's Markup |  |  |  | Contractor's Markup |  |  |  | Contractor's Markup |  |  |  | Contractor's Markup |  |  |  | Contractor's Markup |  |  |  | Contractor's Markup |  |  |  | Contractor's Markup |  |  |  | Contractor's Markup |  |  |  | Contractor's Markup |  |  |  | Contractor's Markup |  |  |  | Contractor's Markup |  |  |  | Contractor's Markup |  |  |  | Contractor's Markup |  |  |  | Contractor's Markup |  |  |  | Contractor's Markup |  |  |  | Contractor's Markup |  |  |  | Contractor's Markup |  |  |  | Contractor's Markup |  |  |  | Contractor's Markup |  |  |  | Contractor's Markup |  |  |  | Contractor's Markup |  |  |  | Contractor's Markup |  |  |  | Contractor's Markup |  |  |  | Contractor's Markup |  |  |  | Contractor's Markup |  |  |  | Contractor's Markup |  |  |  | Contractor's Markup |  |  |  | Contractor's Markup |  |  |  | Contractor's Markup |  |  |  | Contractor's Markup |  |  |  | Contractor's Markup |  |  |  | Contractor's Markup |  |  |  | Contractor's Markup |  |  |  | Contractor's Markup |  |  |  | Contractor's Markup |  |  |  | Contractor's Markup |  |  |  | Contractor's Markup |  |  |  | Contractor's Markup |  |  |  | Contractor's Markup |  |  |  | Contractor's Markup |  |  |  | Contractor's Markup |  |  |  | Contractor's Markup |  |  |  | Contractor's Markup |  |  |  | Contractor's Markup |  |  |  | Contractor's Markup |  |  |  | Contractor's Markup |  |  |  | Contractor's Markup |  |  |  | Contractor's Markup |  |  |  | Contractor's Markup |  |  |  | Contractor's Markup |  |  |  | Contractor's Markup |  |  |  | Contractor's Markup |  |  |  | Contractor's Markup |  |  |  | Contractor's Markup |  |  |  | Contractor's Markup |  |  |  | Contractor's Markup |  |  |  | Contractor's Markup |  |  |  | Contractor's Markup |  |  |  | Contractor's Markup |  |  |  | Contractor's Markup |  |  |  | Contractor's Markup |  |  |  | Contractor's Markup |  |  |  | Contractor's Markup |  |  |  | Contractor's Markup |  |  |  | Contractor's Markup |  |  |  | Contractor's Markup |  |  |  | Contractor's Markup |  |  |  | Contractor's Markup |  |  |  | Contractor's Markup |  |  |  | Contractor's Markup |  |  |  | Contractor's Markup |  |  |  | Contractor's Markup |  |  |  | Contractor's Markup |  |  |  | Contractor's Markup |  |  |  | Contractor's Markup |  |  |  | Contractor's Markup |  |  |  | Contractor's Markup |  |  |  | Contractor's Markup |  |  |  | Contractor's Markup |  |  |  | Contractor's Markup |  |  |  | Contractor's Markup |  |  |  | Contractor's Markup |  |  |  | Contractor's Markup |  |  |  | Contractor's Markup |  |  |  | Contractor's Markup |  |  |  | Contractor's Markup |  |  |  | Contractor's Markup |  |  |  | Contractor's Markup |  |  |  | Contractor's Markup |  |  |  | Contractor's Markup |  |  |  | Contractor's Markup |  |  |  | Contractor's Markup |  |  |  | Contractor's Markup |  |  |  | Contractor's Markup |  |  |  | Contractor's Markup |  |  |  | Contractor's Markup |  |  |  | Contractor's Markup |  |  |  | Contractor's Markup |  |  |  | Contractor's Markup |  |  |  | Contractor's Markup |  |  |  | Contractor's Markup |  |  |  | Contractor's Markup |  |  |  | Contractor's Markup |  |  |  | Contractor's Markup |  |  |  | Contractor's Markup |  |  |  | Contractor's Markup |  |  |  | Contractor's Markup |  |  |  | Contractor's Markup |  |  |  | Contractor's Markup |  |  |  | Contractor's Markup |  |  |  | Contractor's Markup |  |  |  | Contractor's Markup |  |  |  | Contractor's Markup |  |  |  | Contractor's Markup |  |  |  | Contractor's Markup |  |  |  | Contractor's Markup |  |  |  | Contractor's Markup |  |  |  | Contractor's Markup |  |  |  | Contractor's Markup |  |  |  | Contractor's Markup |  |  |  | Contractor's Markup |  |  |  | Contractor's Markup |  |  |  | Contractor's Markup |  |  |  | Contractor's Markup |  |  |  | Contractor's Markup |  |  |  | Contractor's Markup |  |  |  | Contractor's Markup |  |  |  | Contractor's Markup |  |  |  | Contractor's Markup |  |  |  | Contractor's Markup |  |  |  | Contractor's Markup |  |  |  | Contractor's Markup |  |  |  | Contractor's Markup |  |  |  | Contractor's Markup |  |  |  | Contractor's Markup |  |  |  | Contractor's Markup |  |  |  | Contractor's Markup |  |  |  | Contractor's Markup
Specified Requirements
[7 empty] | A429.6 | Contractor to quote ONLY for his percentage markup on the amount on the base prices for the items under the Provisional Sums to cover his overheads and profits | % | 0.1 | A429.6 | Contractor to quote ONLY for his percentage markup on the amount on the base prices for the items under the Provisional Sums to cover his overheads and profits | % | 0.1 | A429.6 | Contractor to quote ONLY for his percentage markup on the amount on the base prices for the items under the Provisional Sums to cover his overheads and profits | % | 0.1 | A429.6 | Contractor to quote ONLY for his percentage markup on the amount on the base prices for the items under the Provisional Sums to cover his overheads and profits | % | 0.1 | A429.6 | Contractor to quote ONLY for his percentage markup on the amount on the base prices for the items under the Provisional Sums to cover his overheads and profits | % | 0.1 | A429.6 | Contractor to quote ONLY for his percentage markup on the amount on the base prices for the items under the Provisional Sums to cover his overheads and profits | % | 0.1 | A429.6 | Contractor to quote ONLY for his percentage markup on the amount on the base prices for the items under the Provisional Sums to cover his overheads and profits | % | 0.1 | A429.6 | Contractor to quote ONLY for his percentage markup on the amount on the base prices for the items under the Provisional Sums to cover his overheads and profits | % | 0.1 | A429.6 | Contractor to quote ONLY for his percentage markup on the amount on the base prices for the items under the Provisional Sums to cover his overheads and profits | % | 0.1 | A429.6 | Contractor to quote ONLY for his percentage markup on the amount on the base prices for the items under the Provisional Sums to cover his overheads and profits | % | 0.1 | A429.6 | Contractor to quote ONLY for his percentage markup on the amount on the base prices for the items under the Provisional Sums to cover his overheads and profits | % | 0.1 | A429.6 | Contractor to quote ONLY for his percentage markup on the amount on the base prices for the items under the Provisional Sums to cover his overheads and profits | % | 0.1 | A429.6 | Contractor to quote ONLY for his percentage markup on the amount on the base prices for the items under the Provisional Sums to cover his overheads and profits | % | 0.1 | A429.6 | Contractor to quote ONLY for his percentage markup on the amount on the base prices for the items under the Provisional Sums to cover his overheads and profits | % | 0.1 | A429.6 | Contractor to quote ONLY for his percentage markup on the amount on the base prices for the items under the Provisional Sums to cover his overheads and profits | % | 0.1 | A429.6 | Contractor to quote ONLY for his percentage markup on the amount on the base prices for the items under the Provisional Sums to cover his overheads and profits | % | 0.1 | A429.6 | Contractor to quote ONLY for his percentage markup on the amount on the base prices for the items under the Provisional Sums to cover his overheads and profits | % | 0.1 | A429.6 | Contractor to quote ONLY for his percentage markup on the amount on the base prices for the items under the Provisional Sums to cover his overheads and profits | % | 0.1 | A429.6 | Contractor to quote ONLY for his percentage markup on the amount on the base prices for the items under the Provisional Sums to cover his overheads and profits | % | 0.1 | A429.6 | Contractor to quote ONLY for his percentage markup on the amount on the base prices for the items under the Provisional Sums to cover his overheads and profits | % | 0.1 | A429.6 | Contractor to quote ONLY for his percentage markup on the amount on the base prices for the items under the Provisional Sums to cover his overheads and profits | % | 0.1 | A429.6 | Contractor to quote ONLY for his percentage markup on the amount on the base prices for the items under the Provisional Sums to cover his overheads and profits | % | 0.1 | A429.6 | Contractor to quote ONLY for his percentage markup on the amount on the base prices for the items under the Provisional Sums to cover his overheads and profits | % | 0.1 | A429.6 | Contractor to quote ONLY for his percentage markup on the amount on the base prices for the items under the Provisional Sums to cover his overheads and profits | % | 0.1 | A429.6 | Contractor to quote ONLY for his percentage markup on the amount on the base prices for the items under the Provisional Sums to cover his overheads and profits | % | 0.1 | A429.6 | Contractor to quote ONLY for his percentage markup on the amount on the base prices for the items under the Provisional Sums to cover his overheads and profits | % | 0.1 | A429.6 | Contractor to quote ONLY for his percentage markup on the amount on the base prices for the items under the Provisional Sums to cover his overheads and profits | % | 0.1 | A429.6 | Contractor to quote ONLY for his percentage markup on the amount on the base prices for the items under the Provisional Sums to cover his overheads and profits | % | 0.1 | A429.6 | Contractor to quote ONLY for his percentage markup on the amount on the base prices for the items under the Provisional Sums to cover his overheads and profits | % | 0.1 | A429.6 | Contractor to quote ONLY for his percentage markup on the amount on the base prices for the items under the Provisional Sums to cover his overheads and profits | % | 0.1 | A429.6 | Contractor to quote ONLY for his percentage markup on the amount on the base prices for the items under the Provisional Sums to cover his overheads and profits | % | 0.1 | A429.6 | Contractor to quote ONLY for his percentage markup on the amount on the base prices for the items under the Provisional Sums to cover his overheads and profits | % | 0.1 | A429.6 | Contractor to quote ONLY for his percentage markup on the amount on the base prices for the items under the Provisional Sums to cover his overheads and profits | % | 0.1 | A429.6 | Contractor to quote ONLY for his percentage markup on the amount on the base prices for the items under the Provisional Sums to cover his overheads and profits | % | 0.1 | A429.6 | Contractor to quote ONLY for his percentage markup on the amount on the base prices for the items under the Provisional Sums to cover his overheads and profits | % | 0.1 | A429.6 | Contractor to quote ONLY for his percentage markup on the amount on the base prices for the items under the Provisional Sums to cover his overheads and profits | % | 0.1 | A429.6 | Contractor to quote ONLY for his percentage markup on the amount on the base prices for the items under the Provisional Sums to cover his overheads and profits | % | 0.1 | A429.6 | Contractor to quote ONLY for his percentage markup on the amount on the base prices for the items under the Provisional Sums to cover his overheads and profits | % | 0.1 | A429.6 | Contractor to quote ONLY for his percentage markup on the amount on the base prices for the items under the Provisional Sums to cover his overheads and profits | % | 0.1 | A429.6 | Contractor to quote ONLY for his percentage markup on the amount on the base prices for the items under the Provisional Sums to cover his overheads and profits | % | 0.1 | A429.6 | Contractor to quote ONLY for his percentage markup on the amount on the base prices for the items under the Provisional Sums to cover his overheads and profits | % | 0.1 | A429.6 | Contractor to quote ONLY for his percentage markup on the amount on the base prices for the items under the Provisional Sums to cover his overheads and profits | % | 0.1 | A429.6 | Contractor to quote ONLY for his percentage markup on the amount on the base prices for the items under the Provisional Sums to cover his overheads and profits | % | 0.1 | A429.6 | Contractor to quote ONLY for his percentage markup on the amount on the base prices for the items under the Provisional Sums to cover his overheads and profits | % | 0.1 | A429.6 | Contractor to quote ONLY for his percentage markup on the amount on the base prices for the items under the Provisional Sums to cover his overheads and profits | % | 0.1 | A429.6 | Contractor to quote ONLY for his percentage markup on the amount on the base prices for the items under the Provisional Sums to cover his overheads and profits | % | 0.1 | A429.6 | Contractor to quote ONLY for his percentage markup on the amount on the base prices for the items under the Provisional Sums to cover his overheads and profits | % | 0.1 | A429.6 | Contractor to quote ONLY for his percentage markup on the amount on the base prices for the items under the Provisional Sums to cover his overheads and profits | % | 0.1 | A429.6 | Contractor to quote ONLY for his percentage markup on the amount on the base prices for the items under the Provisional Sums to cover his overheads and profits | % | 0.1 | A429.6 | Contractor to quote ONLY for his percentage markup on the amount on the base prices for the items under the Provisional Sums to cover his overheads and profits | % | 0.1 | A429.6 | Contractor to quote ONLY for his percentage markup on the amount on the base prices for the items under the Provisional Sums to cover his overheads and profits | % | 0.1 | A429.6 | Contractor to quote ONLY for his percentage markup on the amount on the base prices for the items under the Provisional Sums to cover his overheads and profits | % | 0.1 | A429.6 | Contractor to quote ONLY for his percentage markup on the amount on the base prices for the items under the Provisional Sums to cover his overheads and profits | % | 0.1 | A429.6 | Contractor to quote ONLY for his percentage markup on the amount on the base prices for the items under the Provisional Sums to cover his overheads and profits | % | 0.1 | A429.6 | Contractor to quote ONLY for his percentage markup on the amount on the base prices for the items under the Provisional Sums to cover his overheads and profits | % | 0.1 | A429.6 | Contractor to quote ONLY for his percentage markup on the amount on the base prices for the items under the Provisional Sums to cover his overheads and profits | % | 0.1 | A429.6 | Contractor to quote ONLY for his percentage markup on the amount on the base prices for the items under the Provisional Sums to cover his overheads and profits | % | 0.1 | A429.6 | Contractor to quote ONLY for his percentage markup on the amount on the base prices for the items under the Provisional Sums to cover his overheads and profits | % | 0.1 | A429.6 | Contractor to quote ONLY for his percentage markup on the amount on the base prices for the items under the Provisional Sums to cover his overheads and profits | % | 0.1 | A429.6 | Contractor to quote ONLY for his percentage markup on the amount on the base prices for the items under the Provisional Sums to cover his overheads and profits | % | 0.1 | A429.6 | Contractor to quote ONLY for his percentage markup on the amount on the base prices for the items under the Provisional Sums to cover his overheads and profits | % | 0.1 | A429.6 | Contractor to quote ONLY for his percentage markup on the amount on the base prices for the items under the Provisional Sums to cover his overheads and profits | % | 0.1 | A429.6 | Contractor to quote ONLY for his percentage markup on the amount on the base prices for the items under the Provisional Sums to cover his overheads and profits | % | 0.1 | A429.6 | Contractor to quote ONLY for his percentage markup on the amount on the base prices for the items under the Provisional Sums to cover his overheads and profits | % | 0.1 | A429.6 | Contractor to quote ONLY for his percentage markup on the amount on the base prices for the items under the Provisional Sums to cover his overheads and profits | % | 0.1 | A429.6 | Contractor to quote ONLY for his percentage markup on the amount on the base prices for the items under the Provisional Sums to cover his overheads and profits | % | 0.1 | A429.6 | Contractor to quote ONLY for his percentage markup on the amount on the base prices for the items under the Provisional Sums to cover his overheads and profits | % | 0.1 | A429.6 | Contractor to quote ONLY for his percentage markup on the amount on the base prices for the items under the Provisional Sums to cover his overheads and profits | % | 0.1 | A429.6 | Contractor to quote ONLY for his percentage markup on the amount on the base prices for the items under the Provisional Sums to cover his overheads and profits | % | 0.1 | A429.6 | Contractor to quote ONLY for his percentage markup on the amount on the base prices for the items under the Provisional Sums to cover his overheads and profits | % | 0.1 | A429.6 | Contractor to quote ONLY for his percentage markup on the amount on the base prices for the items under the Provisional Sums to cover his overheads and profits | % | 0.1 | A429.6 | Contractor to quote ONLY for his percentage markup on the amount on the base prices for the items under the Provisional Sums to cover his overheads and profits | % | 0.1 | A429.6 | Contractor to quote ONLY for his percentage markup on the amount on the base prices for the items under the Provisional Sums to cover his overheads and profits | % | 0.1 | A429.6 | Contractor to quote ONLY for his percentage markup on the amount on the base prices for the items under the Provisional Sums to cover his overheads and profits | % | 0.1 | A429.6 | Contractor to quote ONLY for his percentage markup on the amount on the base prices for the items under the Provisional Sums to cover his overheads and profits | % | 0.1 | A429.6 | Contractor to quote ONLY for his percentage markup on the amount on the base prices for the items under the Provisional Sums to cover his overheads and profits | % | 0.1 | A429.6 | Contractor to quote ONLY for his percentage markup on the amount on the base prices for the items under the Provisional Sums to cover his overheads and profits | % | 0.1 | A429.6 | Contractor to quote ONLY for his percentage markup on the amount on the base prices for the items under the Provisional Sums to cover his overheads and profits | % | 0.1 | A429.6 | Contractor to quote ONLY for his percentage markup on the amount on the base prices for the items under the Provisional Sums to cover his overheads and profits | % | 0.1 | A429.6 | Contractor to quote ONLY for his percentage markup on the amount on the base prices for the items under the Provisional Sums to cover his overheads and profits | % | 0.1 | A429.6 | Contractor to quote ONLY for his percentage markup on the amount on the base prices for the items under the Provisional Sums to cover his overheads and profits | % | 0.1 | A429.6 | Contractor to quote ONLY for his percentage markup on the amount on the base prices for the items under the Provisional Sums to cover his overheads and profits | % | 0.1 | A429.6 | Contractor to quote ONLY for his percentage markup on the amount on the base prices for the items under the Provisional Sums to cover his overheads and profits | % | 0.1 | A429.6 | Contractor to quote ONLY for his percentage markup on the amount on the base prices for the items under the Provisional Sums to cover his overheads and profits | % | 0.1 | A429.6 | Contractor to quote ONLY for his percentage markup on the amount on the base prices for the items under the Provisional Sums to cover his overheads and profits | % | 0.1 | A429.6 | Contractor to quote ONLY for his percentage markup on the amount on the base prices for the items under the Provisional Sums to cover his overheads and profits | % | 0.1 | A429.6 | Contractor to quote ONLY for his percentage markup on the amount on the base prices for the items under the Provisional Sums to cover his overheads and profits | % | 0.1 | A429.6 | Contractor to quote ONLY for his percentage markup on the amount on the base prices for the items under the Provisional Sums to cover his overheads and profits | % | 0.1 | A429.6 | Contractor to quote ONLY for his percentage markup on the amount on the base prices for the items under the Provisional Sums to cover his overheads and profits | % | 0.1 | A429.6 | Contractor to quote ONLY for his percentage markup on the amount on the base prices for the items under the Provisional Sums to cover his overheads and profits | % | 0.1 | A429.6 | Contractor to quote ONLY for his percentage markup on the amount on the base prices for the items under the Provisional Sums to cover his overheads and profits | % | 0.1 | A429.6 | Contractor to quote ONLY for his percentage markup on the amount on the base prices for the items under the Provisional Sums to cover his overheads and profits | % | 0.1 | A429.6 | Contractor to quote ONLY for his percentage markup on the amount on the base prices for the items under the Provisional Sums to cover his overheads and profits | % | 0.1 | A429.6 | Contractor to quote ONLY for his percentage markup on the amount on the base prices for the items under the Provisional Sums to cover his overheads and profits | % | 0.1 | A429.6 | Contractor to quote ONLY for his percentage markup on the amount on the base prices for the items under the Provisional Sums to cover his overheads and profits | % | 0.1 | A429.6 | Contractor to quote ONLY for his percentage markup on the amount on the base prices for the items under the Provisional Sums to cover his overheads and profits | % | 0.1 | A429.6 | Contractor to quote ONLY for his percentage markup on the amount on the base prices for the items under the Provisional Sums to cover his overheads and profits | % | 0.1 | A429.6 | Contractor to quote ONLY for his percentage markup on the amount on the base prices for the items under the Provisional Sums to cover his overheads and profits | % | 0.1 | A429.6 | Contractor to quote ONLY for his percentage markup on the amount on the base prices for the items under the Provisional Sums to cover his overheads and profits | % | 0.1 | A429.6 | Contractor to quote ONLY for his percentage markup on the amount on the base prices for the items under the Provisional Sums to cover his overheads and profits | % | 0.1 | A429.6 | Contractor to quote ONLY for his percentage markup on the amount on the base prices for the items under the Provisional Sums to cover his overheads and profits | % | 0.1 | A429.6 | Contractor to quote ONLY for his percentage markup on the amount on the base prices for the items under the Provisional Sums to cover his overheads and profits | % | 0.1 | A429.6 | Contractor to quote ONLY for his percentage markup on the amount on the base prices for the items under the Provisional Sums to cover his overheads and profits | % | 0.1 | A429.6 | Contractor to quote ONLY for his percentage markup on the amount on the base prices for the items under the Provisional Sums to cover his overheads and profits | % | 0.1 | A429.6 | Contractor to quote ONLY for his percentage markup on the amount on the base prices for the items under the Provisional Sums to cover his overheads and profits | % | 0.1 | A429.6 | Contractor to quote ONLY for his percentage markup on the amount on the base prices for the items under the Provisional Sums to cover his overheads and profits | % | 0.1 | A429.6 | Contractor to quote ONLY for his percentage markup on the amount on the base prices for the items under the Provisional Sums to cover his overheads and profits | % | 0.1 | A429.6 | Contractor to quote ONLY for his percentage markup on the amount on the base prices for the items under the Provisional Sums to cover his overheads and profits | % | 0.1 | A429.6 | Contractor to quote ONLY for his percentage markup on the amount on the base prices for the items under the Provisional Sums to cover his overheads and profits | % | 0.1 | A429.6 | Contractor to quote ONLY for his percentage markup on the amount on the base prices for the items under the Provisional Sums to cover his overheads and profits | % | 0.1 | A429.6 | Contractor to quote ONLY for his percentage markup on the amount on the base prices for the items under the Provisional Sums to cover his overheads and profits | % | 0.1 | A429.6 | Contractor to quote ONLY for his percentage markup on the amount on the base prices for the items under the Provisional Sums to cover his overheads and profits | % | 0.1 | A429.6 | Contractor to quote ONLY for his percentage markup on the amount on the base prices for the items under the Provisional Sums to cover his overheads and profits | % | 0.1 | A429.6 | Contractor to quote ONLY for his percentage markup on the amount on the base prices for the items under the Provisional Sums to cover his overheads and profits | % | 0.1 | A429.6 | Contractor to quote ONLY for his percentage markup on the amount on the base prices for the items under the Provisional Sums to cover his overheads and profits | % | 0.1 | A429.6 | Contractor to quote ONLY for his percentage markup on the amount on the base prices for the items under the Provisional Sums to cover his overheads and profits | % | 0.1 | A429.6 | Contractor to quote ONLY for his percentage markup on the amount on the base prices for the items under the Provisional Sums to cover his overheads and profits | % | 0.1 | A429.6 | Contractor to quote ONLY for his percentage markup on the amount on the base prices for the items under the Provisional Sums to cover his overheads and profits | % | 0.1 | A429.6 | Contractor to quote ONLY for his percentage markup on the amount on the base prices for the items under the Provisional Sums to cover his overheads and profits | % | 0.1 | A429.6 | Contractor to quote ONLY for his percentage markup on the amount on the base prices for the items under the Provisional Sums to cover his overheads and profits | % | 0.1 | A429.6 | Contractor to quote ONLY for his percentage markup on the amount on the base prices for the items under the Provisional Sums to cover his overheads and profits | % | 0.1 | A429.6 | Contractor to quote ONLY for his percentage markup on the amount on the base prices for the items under the Provisional Sums to cover his overheads and profits | % | 0.1 | A429.6 | Contractor to quote ONLY for his percentage markup on the amount on the base prices for the items under the Provisional Sums to cover his overheads and profits | % | 0.1 | A429.6 | Contractor to quote ONLY for his percentage markup on the amount on the base prices for the items under the Provisional Sums to cover his overheads and profits | % | 0.1 | A429.6 | Contractor to quote ONLY for his percentage markup on the amount on the base prices for the items under the Provisional Sums to cover his overheads and profits | % | 0.1 | A429.6 | Contractor to quote ONLY for his percentage markup on the amount on the base prices for the items under the Provisional Sums to cover his overheads and profits | % | 0.1 | A429.6 | Contractor to quote ONLY for his percentage markup on the amount on the base prices for the items under the Provisional Sums to cover his overheads and profits | % | 0.1 | A429.6 | Contractor to quote ONLY for his percentage markup on the amount on the base prices for the items under the Provisional Sums to cover his overheads and profits | % | 0.1 | A429.6 | Contractor to quote ONLY for his percentage markup on the amount on the base prices for the items under the Provisional Sums to cover his overheads and profits | % | 0.1 | A429.6 | Contractor to quote ONLY for his percentage markup on the amount on the base prices for the items under the Provisional Sums to cover his overheads and profits | % | 0.1 | A429.6 | Contractor to quote ONLY for his percentage markup on the amount on the base prices for the items under the Provisional Sums to cover his overheads and profits | % | 0.1 | A429.6 | Contractor to quote ONLY for his percentage markup on the amount on the base prices for the items under the Provisional Sums to cover his overheads and profits | % | 0.1 | A429.6 | Contractor to quote ONLY for his percentage markup on the amount on the base prices for the items under the Provisional Sums to cover his overheads and profits | % | 0.1 | A429.6 | Contractor to quote ONLY for his percentage markup on the amount on the base prices for the items under the Provisional Sums to cover his overheads and profits | % | 0.1 | A429.6 | Contractor to quote ONLY for his percentage markup on the amount on the base prices for the items under the Provisional Sums to cover his overheads and profits | % | 0.1 | A429.6 | Contractor to quote ONLY for his percentage markup on the amount on the base prices for the items under the Provisional Sums to cover his overheads and profits | % | 0.1 | A429.6 | Contractor to quote ONLY for his percentage markup on the amount on the base prices for the items under the Provisional Sums to cover his overheads and profits | % | 0.1 | A429.6 | Contractor to quote ONLY for his percentage markup on the amount on the base prices for the items under the Provisional Sums to cover his overheads and profits | % | 0.1 | A429.6 | Contractor to quote ONLY for his percentage markup on the amount on the base prices for the items under the Provisional Sums to cover his overheads and profits | % | 0.1 | A429.6 | Contractor to quote ONLY for his percentage markup on the amount on the base prices for the items under the Provisional Sums to cover his overheads and profits | % | 0.1 | A429.6 | Contractor to quote ONLY for his percentage markup on the amount on the base prices for the items under the Provisional Sums to cover his overheads and profits | % | 0.1 | A429.6 | Contractor to quote ONLY for his percentage markup on the amount on the base prices for the items under the Provisional Sums to cover his overheads and profits | % | 0.1 | A429.6 | Contractor to quote ONLY for his percentage markup on the amount on the base prices for the items under the Provisional Sums to cover his overheads and profits | % | 0.1 | A429.6 | Contractor to quote ONLY for his percentage markup on the amount on the base prices for the items under the Provisional Sums to cover his overheads and profits | % | 0.1 | A429.6 | Contractor to quote ONLY for his percentage markup on the amount on the base prices for the items under the Provisional Sums to cover his overheads and profits | % | 0.1 | A429.6 | Contractor to quote ONLY for his percentage markup on the amount on the base prices for the items under the Provisional Sums to cover his overheads and profits | % | 0.1 | A429.6 | Contractor to quote ONLY for his percentage markup on the amount on the base prices for the items under the Provisional Sums to cover his overheads and profits | % | 0.1 | A429.6 | Contractor to quote ONLY for his percentage markup on the amount on the base prices for the items under the Provisional Sums to cover his overheads and profits | % | 0.1 | A429.6 | Contractor to quote ONLY for his percentage markup on the amount on the base prices for the items under the Provisional Sums to cover his overheads and profits | % | 0.1 | A429.6 | Contractor to quote ONLY for his percentage markup on the amount on the base prices for the items under the Provisional Sums to cover his overheads and profits | % | 0.1 | A429.6 | Contractor to quote ONLY for his percentage markup on the amount on the base prices for the items under the Provisional Sums to cover his overheads and profits | % | 0.1 | A429.6 | Contractor to quote ONLY for his percentage markup on the amount on the base prices for the items under the Provisional Sums to cover his overheads and profits | % | 0.1 | A429.6 | Contractor to quote ONLY for his percentage markup on the amount on the base prices for the items under the Provisional Sums to cover his overheads and profits | % | 0.1 | A429.6 | Contractor to quote ONLY for his percentage markup on the amount on the base prices for the items under the Provisional Sums to cover his overheads and profits | % | 0.1 | A429.6 | Contractor to quote ONLY for his percentage markup on the amount on the base prices for the items under the Provisional Sums to cover his overheads and profits | % | 0.1 | A429.6 | Contractor to quote ONLY for his percentage markup on the amount on the base prices for the items under the Provisional Sums to cover his overheads and profits | % | 0.1 | A429.6 | Contractor to quote ONLY for his percentage markup on the amount on the base prices for the items under the Provisional Sums to cover his overheads and profits | % | 0.1 | A429.6 | Contractor to quote ONLY for his percentage markup on the amount on the base prices for the items under the Provisional Sums to cover his overheads and profits | % | 0.1 | A429.6 | Contractor to quote ONLY for his percentage markup on the amount on the base prices for the items under the Provisional Sums to cover his overheads and profits | % | 0.1 | A429.6 | Contractor to quote ONLY for his percentage markup on the amount on the base prices for the items under the Provisional Sums to cover his overheads and profits | % | 0.1 | A429.6 | Contractor to quote ONLY for his percentage markup on the amount on the base prices for the items under the Provisional Sums to cover his overheads and profits | % | 0.1 | A429.6 | Contractor to quote ONLY for his percentage markup on the amount on the base prices for the items under the Provisional Sums to cover his overheads and profits | % | 0.1 | A429.6 | Contractor to quote ONLY for his percentage markup on the amount on the base prices for the items under the Provisional Sums to cover his overheads and profits | % | 0.1 | A429.6 | Contractor to quote ONLY for his percentage markup on the amount on the base prices for the items under the Provisional Sums to cover his overheads and profits | % | 0.1 | A429.6 | Contractor to quote ONLY for his percentage markup on the amount on the base prices for the items under the Provisional Sums to cover his overheads and profits | % | 0.1 | A429.6 | Contractor to quote ONLY for his percentage markup on the amount on the base prices for the items under the Provisional Sums to cover his overheads and profits | % | 0.1 | A429.6 | Contractor to quote ONLY for his percentage markup on the amount on the base prices for the items under the Provisional Sums to cover his overheads and profits | % | 0.1 | A429.6 | Contractor to quote ONLY for his percentage markup on the amount on the base prices for the items under the Provisional Sums to cover his overheads and profits | % | 0.1 | A429.6 | Contractor to quote ONLY for his percentage markup on the amount on the base prices for the items under the Provisional Sums to cover his overheads and profits | % | 0.1 | A429.6 | Contractor to quote ONLY for his percentage markup on the amount on the base prices for the items under the Provisional Sums to cover his overheads and profits | % | 0.1 | A429.6 | Contractor to quote ONLY for his percentage markup on the amount on the base prices for the items under the Provisional Sums to cover his overheads and profits | % | 0.1 | A429.6 | Contractor to quote ONLY for his percentage markup on the amount on the base prices for the items under the Provisional Sums to cover his overheads and profits | % | 0.1 | A429.6 | Contractor to quote ONLY for his percentage markup on the amount on the base prices for the items under the Provisional Sums to cover his overheads and profits | % | 0.1 | A429.6 | Contractor to quote ONLY for his percentage markup on the amount on the base prices for the items under the Provisional Sums to cover his overheads and profits | % | 0.1 | A429.6 | Contractor to quote ONLY for his percentage markup on the amount on the base prices for the items under the Provisional Sums to cover his overheads and profits | % | 0.1 | A429.6 | Contractor to quote ONLY for his percentage markup on the amount on the base prices for the items under the Provisional Sums to cover his overheads and profits | % | 0.1 | A429.6 | Contractor to quote ONLY for his percentage markup on the amount on the base prices for the items under the Provisional Sums to cover his overheads and profits | % | 0.1 | A429.6 | Contractor to quote ONLY for his percentage markup on the amount on the base prices for the items under the Provisional Sums to cover his overheads and profits | % | 0.1 | A429.6 | Contractor to quote ONLY for his percentage markup on the amount on the base prices for the items under the Provisional Sums to cover his overheads and profits | % | 0.1 | A429.6 | Contractor to quote ONLY for his percentage markup on the amount on the base prices for the items under the Provisional Sums to cover his overheads and profits | % | 0.1 | A429.6 | Contractor to quote ONLY for his percentage markup on the amount on the base prices for the items under the Provisional Sums to cover his overheads and profits | % | 0.1 | A429.6 | Contractor to quote ONLY for his percentage markup on the amount on the base prices for the items under the Provisional Sums to cover his overheads and profits | % | 0.1 | A429.6 | Contractor to quote ONLY for his percentage markup on the amount on the base prices for the items under the Provisional Sums to cover his overheads and profits | % | 0.1 | A429.6 | Contractor to quote ONLY for his percentage markup on the amount on the base prices for the items under the Provisional Sums to cover his overheads and profits | % | 0.1 | A429.6 | Contractor to quote ONLY for his percentage markup on the amount on the base prices for the items under the Provisional Sums to cover his overheads and profits | % | 0.1 | A429.6 | Contractor to quote ONLY for his percentage markup on the amount on the base prices for the items under the Provisional Sums to cover his overheads and profits | % | 0.1 | A429.6 | Contractor to quote ONLY for his percentage markup on the amount on the base prices for the items under the Provisional Sums to cover his overheads and profits | % | 0.1 | A429.6 | Contractor to quote ONLY for his percentage markup on the amount on the base prices for the items under the Provisional Sums to cover his overheads and profits | % | 0.1 | A429.6 | Contractor to quote ONLY for his percentage markup on the amount on the base prices for the items under the Provisional Sums to cover his overheads and profits | % | 0.1 | A429.6 | Contractor to quote ONLY for his percentage markup on the amount on the base prices for the items under the Provisional Sums to cover his overheads and profits | % | 0.1 | A429.6 | Contractor to quote ONLY for his percentage markup on the amount on the base prices for the items under the Provisional Sums to cover his overheads and profits | % | 0.1 | A429.6 | Contractor to quote ONLY for his percentage markup on the amount on the base prices for the items under the Provisional Sums to cover his overheads and profits | % | 0.1 | A429.6 | Contractor to quote ONLY for his percentage markup on the amount on the base prices for the items under the Provisional Sums to cover his overheads and profits | % | 0.1 | A429.6 | Contractor to quote ONLY for his percentage markup on the amount on the base prices for the items under the Provisional Sums to cover his overheads and profits | % | 0.1 | A429.6 | Contractor to quote ONLY for his percentage markup on the amount on the base prices for the items under the Provisional Sums to cover his overheads and profits | % | 0.1 | A429.6 | Contractor to quote ONLY for his percentage markup on the amount on the base prices for the items under the Provisional Sums to cover his overheads and profits | % | 0.1 | A429.6 | Contractor to quote ONLY for his percentage markup on the amount on the base prices for the items under the Provisional Sums to cover his overheads and profits | % | 0.1 | A429.6 | Contractor to quote ONLY for his percentage markup on the amount on the base prices for the items under the Provisional Sums to cover his overheads and profits | % | 0.1 | A429.6 | Contractor to quote ONLY for his percentage markup on the amount on the base prices for the items under the Provisional Sums to cover his overheads and profits | % | 0.1 | A429.6 | Contractor to quote ONLY for his percentage markup on the amount on the base prices for the items under the Provisional Sums to cover his overheads and profits | % | 0.1 | A429.6 | Contractor to quote ONLY for his percentage markup on the amount on the base prices for the items under the Provisional Sums to cover his overheads and profits | % | 0.1 | A429.6 | Contractor to quote ONLY for his percentage markup on the amount on the base prices for the items under the Provisional Sums to cover his overheads and profits | % | 0.1 | A429.6 | Contractor to quote ONLY for his percentage markup on the amount on the base prices for the items under the Provisional Sums to cover his overheads and profits | % | 0.1 | A429.6 | Contractor to quote ONLY for his percentage markup on the amount on the base prices for the items under the Provisional Sums to cover his overheads and profits | % | 0.1 | A429.6 | Contractor to quote ONLY for his percentage markup on the amount on the base prices for the items under the Provisional Sums to cover his overheads and profits | % | 0.1 | A429.6 | Contractor to quote ONLY for his percentage markup on the amount on the base prices for the items under the Provisional Sums to cover his overheads and profits | % | 0.1 | A429.6 | Contractor to quote ONLY for his percentage markup on the amount on the base prices for the items under the Provisional Sums to cover his overheads and profits | % | 0.1 | A429.6 | Contractor to quote ONLY for his percentage markup on the amount on the base prices for the items under the Provisional Sums to cover his overheads and profits | % | 0.1 | A429.6 | Contractor to quote ONLY for his percentage markup on the amount on the base prices for the items under the Provisional Sums to cover his overheads and profits | % | 0.1 | A429.6 | Contractor to quote ONLY for his percentage markup on the amount on the base prices for the items under the Provisional Sums to cover his overheads and profits | % | 0.1 | A429.6 | Contractor to quote ONLY for his percentage markup on the amount on the base prices for the items under the Provisional Sums to cover his overheads and profits | % | 0.1 | A429.6 | Contractor to quote ONLY for his percentage markup on the amount on the base prices for the items under the Provisional Sums to cover his overheads and profits | % | 0.1 | A429.6 | Contractor to quote ONLY for his percentage markup on the amount on the base prices for the items under the Provisional Sums to cover his overheads and profits | % | 0.1 | A429.6 | Contractor to quote ONLY for his percentage markup on the amount on the base prices for the items under the Provisional Sums to cover his overheads and profits | % | 0.1 | A429.6 | Contractor to quote ONLY for his percentage markup on the amount on the base prices for the items under the Provisional Sums to cover his overheads and profits | % | 0.1 | A429.6 | Contractor to quote ONLY for his percentage markup on the amount on the base prices for the items under the Provisional Sums to cover his overheads and profits | % | 0.1 | A429.6 | Contractor to quote ONLY for his percentage markup on the amount on the base prices for the items under the Provisional Sums to cover his overheads and profits | % | 0.1 | A429.6 | Contractor to quote ONLY for his percentage markup on the amount on the base prices for the items under the Provisional Sums to cover his overheads and profits | % | 0.1 | A429.6 | Contractor to quote ONLY for his percentage markup on the amount on the base prices for the items under the Provisional Sums to cover his overheads and profits | % | 0.1 | A429.6 | Contractor to quote ONLY for his percentage markup on the amount on the base prices for the items under the Provisional Sums to cover his overheads and profits | % | 0.1 | A429.6 | Contractor to quote ONLY for his percentage markup on the amount on the base prices for the items under the Provisional Sums to cover his overheads and profits | % | 0.1 | A429.6 | Contractor to quote ONLY for his percentage markup on the amount on the base prices for the items under the Provisional Sums to cover his overheads and profits | % | 0.1 | A429.6 | Contractor to quote ONLY for his percentage markup on the amount on the base prices for the items under the Provisional Sums to cover his overheads and profits | % | 0.1 | A429.6 | Contractor to quote ONLY for his percentage markup on the amount on the base prices for the items under the Provisional Sums to cover his overheads and profits | % | 0.1 | A429.6 | Contractor to quote ONLY for his percentage markup on the amount on the base prices for the items under the Provisional Sums to cover his overheads and profits | % | 0.1 | A429.6 | Contractor to quote ONLY for his percentage markup on the amount on the base prices for the items under the Provisional Sums to cover his overheads and profits | % | 0.1 | A429.6 | Contractor to quote ONLY for his percentage markup on the amount on the base prices for the items under the Provisional Sums to cover his overheads and profits | % | 0.1 | A429.6 | Contractor to quote ONLY for his percentage markup on the amount on the base prices for the items under the Provisional Sums to cover his overheads and profits | % | 0.1 | A429.6 | Contractor to quote ONLY for his percentage markup on the amount on the base prices for the items under the Provisional Sums to cover his overheads and profits | % | 0.1 | A429.6 | Contractor to quote ONLY for his percentage markup on the amount on the base prices for the items under the Provisional Sums to cover his overheads and profits | % | 0.1 | A429.6 | Contractor to quote ONLY for his percentage markup on the amount on the base prices for the items under the Provisional Sums to cover his overheads and profits | % | 0.1 | A429.6 | Contractor to quote ONLY for his percentage markup on the amount on the base prices for the items under the Provisional Sums to cover his overheads and profits | % | 0.1 | A429.6 | Contractor to quote ONLY for his percentage markup on the amount on the base prices for the items under the Provisional Sums to cover his overheads and profits | % | 0.1 | A429.6 | Contractor to quote ONLY for his percentage markup on the amount on the base prices for the items under the Provisional Sums to cover his overheads and profits | % | 0.1 | A429.6 | Contractor to quote ONLY for his percentage markup on the amount on the base prices for the items under the Provisional Sums to cover his overheads and profits | % | 0.1 | A429.6 | Contractor to quote ONLY for his percentage markup on the amount on the base prices for the items under the Provisional Sums to cover his overheads and profits | % | 0.1 | A429.6 | Contractor to quote ONLY for his percentage markup on the amount on the base prices for the items under the Provisional Sums to cover his overheads and profits | % | 0.1 | A429.6 | Contractor to quote ONLY for his percentage markup on the amount on the base prices for the items under the Provisional Sums to cover his overheads and profits | % | 0.1 | A429.6 | Contractor to quote ONLY for his percentage markup on the amount on the base prices for the items under the Provisional Sums to cover his overheads and profits | % | 0.1 | A429.6 | Contractor to quote ONLY for his percentage markup on the amount on the base prices for the items under the Provisional Sums to cover his overheads and profits | % | 0.1 | A429.6 | Contractor to quote ONLY for his percentage markup on the amount on the base prices for the items under the Provisional Sums to cover his overheads and profits | % | 0.1 | A429.6 | Contractor to quote ONLY for his percentage markup on the amount on the base prices for the items under the Provisional Sums to cover his overheads and profits | % | 0.1 | A429.6 | Contractor to quote ONLY for his percentage markup on the amount on the base prices for the items under the Provisional Sums to cover his overheads and profits | % | 0.1 | A429.6 | Contractor to quote ONLY for his percentage markup on the amount on the base prices for the items under the Provisional Sums to cover his overheads and profits | % | 0.1 | A429.6 | Contractor to quote ONLY for his percentage markup on the amount on the base prices for the items under the Provisional Sums to cover his overheads and profits | % | 0.1 | A429.6 | Contractor to quote ONLY for his percentage markup on the amount on the base prices for the items under the Provisional Sums to cover his overheads and profits | % | 0.1 | A429.6 | Contractor to quote ONLY for his percentage markup on the amount on the base prices for the items under the Provisional Sums to cover his overheads and profits | % | 0.1 | A429.6 | Contractor to quote ONLY for his percentage markup on the amount on the base prices for the items under the Provisional Sums to cover his overheads and profits | % | 0.1 | A429.6 | Contractor to quote ONLY for his percentage markup on the amount on the base prices for the items under the Provisional Sums to cover his overheads and profits | % | 0.1 | A429.6 | Contractor to quote ONLY for his percentage markup on the amount on the base prices for the items under the Provisional Sums to cover his overheads and profits | % | 0.1 | A429.6 | Contractor to quote ONLY for his percentage markup on the amount on the base prices for the items under the Provisional Sums to cover his overheads and profits | % | 0.1 | A429.6 | Contractor to quote ONLY for his percentage markup on the amount on the base prices for the items under the Provisional Sums to cover his overheads and profits | % | 0.1 | A429.6 | Contractor to quote ONLY for his percentage markup on the amount on the base prices for the items under the Provisional Sums to cover his overheads and profits | % | 0.1 | A429.6 | Contractor to quote ONLY for his percentage markup on the amount on the base prices for the items under the Provisional Sums to cover his overheads and profits | % | 0.1 | A429.6 | Contractor to quote ONLY for his percentage markup on the amount on the base prices for the items under the Provisional Sums to cover his overheads and profits | % | 0.1 | A429.6 | Contractor to quote ONLY for his percentage markup on the amount on the base prices for the items under the Provisional Sums to cover his overheads and profits | % | 0.1 | A429.6 | Contractor to quote ONLY for his percentage markup on the amount on the base prices for the items under the Provisional Sums to cover his overheads and profits | % | 0.1 | A429.6 | Contractor to quote ONLY for his percentage markup on the amount on the base prices for the items under the Provisional Sums to cover his overheads and profits | % | 0.1 | A429.6 | Contractor to quote ONLY for his percentage markup on the amount on the base prices for the items under the Provisional Sums to cover his overheads and profits | % | 0.1 | A429.6 | Contractor to quote ONLY for his percentage markup on the amount on the base prices for the items under the Provisional Sums to cover his overheads and profits | % | 0.1 | A429.6 | Contractor to quote ONLY for his percentage markup on the amount on the base prices for the items under the Provisional Sums to cover his overheads and profits | % | 0.1 | A429.6 | Contractor to quote ONLY for his percentage markup on the amount on the base prices for the items under the Provisional Sums to cover his overheads and profits | % | 0.1 | A429.6 | Contractor to quote ONLY for his percentage markup on the amount on the base prices for the items under the Provisional Sums to cover his overheads and profits | % | 0.1 | A429.6 | Contractor to quote ONLY for his percentage markup on the amount on the base prices for the items under the Provisional Sums to cover his overheads and profits | % | 0.1 | A429.6 | Contractor to quote ONLY for his percentage markup on the amount on the base prices for the items under the Provisional Sums to cover his overheads and profits | % | 0.1 | A429.6 | Contractor to quote ONLY for his percentage markup on the amount on the base prices for the items under the Provisional Sums to cover his overheads and profits | % | 0.1 | A429.6 | Contractor to quote ONLY for his percentage markup on the amount on the base prices for the items under the Provisional Sums to cover his overheads and profits | % | 0.1 | A429.6 | Contractor to quote ONLY for his percentage markup on the amount on the base prices for the items under the Provisional Sums to cover his overheads and profits | % | 0.1 | A429.6 | Contractor to quote ONLY for his percentage markup on the amount on the base prices for the items under the Provisional Sums to cover his overheads and profits | % | 0.1 | A429.6 | Contractor to quote ONLY for his percentage markup on the amount on the base prices for the items under the Provisional Sums to cover his overheads and profits | % | 0.1 | A429.6 | Contractor to quote ONLY for his percentage markup on the amount on the base prices for the items under the Provisional Sums to cover his overheads and profits | % | 0.1 | A429.6 | Contractor to quote ONLY for his percentage markup on the amount on the base prices for the items under the Provisional Sums to cover his overheads and profits | % | 0.1 | A429.6 | Contractor to quote ONLY for his percentage markup on the amount on the base prices for the items under the Provisional Sums to cover his overheads and profits | % | 0.1 | A429.6 | Contractor to quote ONLY for his percentage markup on the amount on the base prices for the items under the Provisional Sums to cover his overheads and profits | % | 0.1 | A429.6 | Contractor to quote ONLY for his percentage markup on the amount on the base prices for the items under the Provisional Sums to cover his overheads and profits | % | 0.1 | A429.6 | Contractor to quote ONLY for his percentage markup on the amount on the base prices for the items under the Provisional Sums to cover his overheads and profits | % | 0.1 | A429.6 | Contractor to quote ONLY for his percentage markup on the amount on the base prices for the items under the Provisional Sums to cover his overheads and profits | % | 0.1 | A429.6 | Contractor to quote ONLY for his percentage markup on the amount on the base prices for the items under the Provisional Sums to cover his overheads and profits | % | 0.1 | A429.6 | Contractor to quote ONLY for his percentage markup on the amount on the base prices for the items under the Provisional Sums to cover his overheads and profits | % | 0.1 | A429.6 | Contractor to quote ONLY for his percentage markup on the amount on the base prices for the items under the Provisional Sums to cover his overheads and profits | % | 0.1 | A429.6 | Contractor to quote ONLY for his percentage markup on the amount on the base prices for the items under the Provisional Sums to cover his overheads and profits | % | 0.1 | A429.6 | Contractor to quote ONLY for his percentage markup on the amount on the base prices for the items under the Provisional Sums to cover his overheads and profits | % | 0.1 | A429.6 | Contractor to quote ONLY for his percentage markup on the amount on the base prices for the items under the Provisional Sums to cover his overheads and profits | % | 0.1 | A429.6 | Contractor to quote ONLY for his percentage markup on the amount on the base prices for the items under the Provisional Sums to cover his overheads and profits | % | 0.1 | A429.6 | Contractor to quote ONLY for his percentage markup on the amount on the base prices for the items under the Provisional Sums to cover his overheads and profits | % | 0.1 | A429.6 | Contractor to quote ONLY for his percentage markup on the amount on the base prices for the items under the Provisional Sums to cover his overheads and profits | % | 0.1 | A429.6 | Contractor to quote ONLY for his percentage markup on the amount on the base prices for the items under the Provisional Sums to cover his overheads and profits | % | 0.1 | A429.6 | Contractor to quote ONLY for his percentage markup on the amount on the base prices for the items under the Provisional Sums to cover his overheads and profits | % | 0.1 | A429.6 | Contractor to quote ONLY for his percentage markup on the amount on the base prices for the items under the Provisional Sums to cover his overheads and profits | % | 0.1 | A429.6 | Contractor to quote ONLY for his percentage markup on the amount on the base prices for the items under the Provisional Sums to cover his overheads and profits | % | 0.1 | A429.6 | Contractor to quote ONLY for his percentage markup on the amount on the base prices for the items under the Provisional Sums to cover his overheads and profits | % | 0.1 | A429.6 | Contractor to quote ONLY for his percentage markup on the amount on the base prices for the items under the Provisional Sums to cover his overheads and profits | % | 0.1 | A429.6 | Contractor to quote ONLY for his percentage markup on the amount on the base prices for the items under the Provisional Sums to cover his overheads and profits | % | 0.1 | A429.6 | Contractor to quote ONLY for his percentage markup on the amount on the base prices for the items under the Provisional Sums to cover his overheads and profits | % | 0.1 | A429.6 | Contractor to quote ONLY for his percentage markup on the amount on the base prices for the items under the Provisional Sums to cover his overheads and profits | % | 0.1 | A429.6 | Contractor to quote ONLY for his percentage markup on the amount on the base prices for the items under the Provisional Sums to cover his overheads and profits | % | 0.1 | A429.6 | Contractor to quote ONLY for his percentage markup on the amount on the base prices for the items under the Provisional Sums to cover his overheads and profits | % | 0.1 | A429.6 | Contractor to quote ONLY for his percentage markup on the amount on the base prices for the items under the Provisional Sums to cover his overheads and profits | % | 0.1 | A429.6 | Contractor to quote ONLY for his percentage markup on the amount on the base prices for the items under the Provisional Sums to cover his overheads and profits | % | 0.1 | A429.6 | Contractor to quote ONLY for his percentage markup on the amount on the base prices for the items under the Provisional Sums to cover his overheads and profits | % | 0.1 | A429.6 | Contractor to quote ONLY for his percentage markup on the amount on the base prices for the items under the Provisional Sums to cover his overheads and profits | % | 0.1 | A429.6 | Contractor to quote ONLY for his percentage markup on the amount on the base prices for the items under the Provisional Sums to cover his overheads and profits | % | 0.1 | A429.6 | Contractor to quote ONLY for his percentage markup on the amount on the base prices for the items under the Provisional Sums to cover his overheads and profits | % | 0.1 | A429.6 | Contractor to quote ONLY for his percentage markup on the amount on the base prices for the items under the Provisional Sums to cover his overheads and profits | % | 0.1 | A429.6 | Contractor to quote ONLY for his percentage markup on the amount on the base prices for the items under the Provisional Sums to cover his overheads and profits | % | 0.1 | A429.6 | Contractor to quote ONLY for his percentage markup on the amount on the base prices for the items under the Provisional Sums to cover his overheads and profits | % | 0.1 | A429.6 | Contractor to quote ONLY for his percentage markup on the amount on the base prices for the items under the Provisional Sums to cover his overheads and profits | % | 0.1 | A429.6 | Contractor to quote ONLY for his percentage markup on the amount on the base prices for the items under the Provisional Sums to cover his overheads and profits | % | 0.1 | A429.6 | Contractor to quote ONLY for his percentage markup on the amount on the base prices for the items under the Provisional Sums to cover his overheads and profits | % | 0.1 | A429.6 | Contractor to quote ONLY for his percentage markup on the amount on the base prices for the items under the Provisional Sums to cover his overheads and profits | % | 0.1 | A429.6 | Contractor to quote ONLY for his percentage markup on the amount on the base prices for the items under the Provisional Sums to cover his overheads and profits | % | 0.1 | A429.6 | Contractor to quote ONLY for his percentage markup on the amount on the base prices for the items under the Provisional Sums to cover his overheads and profits | % | 0.1 | A429.6 | Contractor to quote ONLY for his percentage markup on the amount on the base prices for the items under the Provisional Sums to cover his overheads and profits | % | 0.1 | A429.6 | Contractor to quote ONLY for his percentage markup on the amount on the base prices for the items under the Provisional Sums to cover his overheads and profits | % | 0.1 | A429.6 | Contractor to quote ONLY for his percentage markup on the amount on the base prices for the items under the Provisional Sums to cover his overheads and profits | % | 0.1 | A429.6 | Contractor to quote ONLY for his percentage markup on the amount on the base prices for the items under the Provisional Sums to cover his overheads and profits | % | 0.1 | A429.6 | Contractor to quote ONLY for his percentage markup on the amount on the base prices for the items under the Provisional Sums to cover his overheads and profits | % | 0.1 | A429.6 | Contractor to quote ONLY for his percentage markup on the amount on the base prices for the items under the Provisional Sums to cover his overheads and profits | % | 0.1 | A429.6 | Contractor to quote ONLY for his percentage markup on the amount on the base prices for the items under the Provisional Sums to cover his overheads and profits | % | 0.1 | A429.6 | Contractor to quote ONLY for his percentage markup on the amount on the base prices for the items under the Provisional Sums to cover his overheads and profits | % | 0.1 | A429.6 | Contractor to quote ONLY for his percentage markup on the amount on the base prices for the items under the Provisional Sums to cover his overheads and profits | % | 0.1 | A429.6 | Contractor to quote ONLY for his percentage markup on the amount on the base prices for the items under the Provisional Sums to cover his overheads and profits | % | 0.1 | A429.6 | Contractor to quote ONLY for his percentage markup on the amount on the base prices for the items under the Provisional Sums to cover his overheads and profits | % | 0.1 | A429.6 | Contractor to quote ONLY for his percentage markup on the amount on the base prices for the items under the Provisional Sums to cover his overheads and profits | % | 0.1 | A429.6 | Contractor to quote ONLY for his percentage markup on the amount on the base prices for the items under the Provisional Sums to cover his overheads and profits | % | 0.1 | A429.6 | Contractor to quote ONLY for his percentage markup on the amount on the base prices for the items under the Provisional Sums to cover his overheads and profits | % | 0.1 | A429.6 | Contractor to quote ONLY for his percentage markup on the amount on the base prices for the items under the Provisional Sums to cover his overheads and profits | % | 0.1 | A429.6 | Contractor to quote ONLY for his percentage markup on the amount on the base prices for the items under the Provisional Sums to cover his overheads and profits | % | 0.1 | A429.6 | Contractor to quote ONLY for his percentage markup on the amount on the base prices for the items under the Provisional Sums to cover his overheads and profits | % | 0.1 | A429.6 | Contractor to quote ONLY for his percentage markup on the amount on the base prices for the items under the Provisional Sums to cover his overheads and profits | % | 0.1 | A429.6 | Contractor to quote ONLY for his percentage markup on the amount on the base prices for the items under the Provisional Sums to cover his overheads and profits | % | 0.1 | A429.6 | Contractor to quote ONLY for his percentage markup on the amount on the base prices for the items under the Provisional Sums to cover his overheads and profits | % | 0.1 | A429.6 | Contractor to quote ONLY for his percentage markup on the amount on the base prices for the items under the Provisional Sums to cover his overheads and profits | % | 0.1 | A429.6 | Contractor to quote ONLY for his percentage markup on the amount on the base prices for the items under the Provisional Sums to cover his overheads and profits | % | 0.1 | A429.6 | Contractor to quote ONLY for his percentage markup on the amount on the base prices for the items under the Provisional Sums to cover his overheads and profits | % | 0.1 | A429.6 | Contractor to quote ONLY for his percentage markup on the amount on the base prices for the items under the Provisional Sums to cover his overheads and profits | % | 0.1 | A429.6 | Contractor to quote ONLY for his percentage markup on the amount on the base prices for the items under the Provisional Sums to cover his overheads and profits | % | 0.1 | A429.6 | Contractor to quote ONLY for his percentage markup on the amount on the base prices for the items under the Provisional Sums to cover his overheads and profits | % | 0.1 | A429.6 | Contractor to quote ONLY for his percentage markup on the amount on the base prices for the items under the Provisional Sums to cover his overheads and profits | % | 0.1 | A429.6 | Contractor to quote ONLY for his percentage markup on the amount on the base prices for the items under the Provisional Sums to cover his overheads and profits | % | 0.1 | A429.6 | Contractor to quote ONLY for his percentage markup on the amount on the base prices for the items under the Provisional Sums to cover his overheads and profits | % | 0.1 | A429.6 | Contractor to quote ONLY for his percentage markup on the amount on the base prices for the items under the Provisional Sums to cover his overheads and profits | % | 0.1 | A429.6 | Contractor to quote ONLY for his percentage markup on the amount on the base prices for the items under the Provisional Sums to cover his overheads and profits | % | 0.1 | A429.6 | Contractor to quote ONLY for his percentage markup on the amount on the base prices for the items under the Provisional Sums to cover his overheads and profits | % | 0.1 | A429.6 | Contractor to quote ONLY for his percentage markup on the amount on the base prices for the items under the Provisional Sums to cover his overheads and profits | % | 0.1 | A429.6 | Contractor to quote ONLY for his percentage markup on the amount on the base prices for the items under the Provisional Sums to cover his overheads and profits | % | 0.1 | A429.6 | Contractor to quote ONLY for his percentage markup on the amount on the base prices for the items under the Provisional Sums to cover his overheads and profits | % | 0.1 | A429.6 | Contractor to quote ONLY for his percentage markup on the amount on the base prices for the items under the Provisional Sums to cover his overheads and profits | % | 0.1 | A429.6 | Contractor to quote ONLY for his percentage markup on the amount on the base prices for the items under the Provisional Sums to cover his overheads and profits | % | 0.1 | A429.6 | Contractor to quote ONLY for his percentage markup on the amount on the base prices for the items under the Provisional Sums to cover his overheads and profits | % | 0.1 | A429.6 | Contractor to quote ONLY for his percentage markup on the amount on the base prices for the items under the Provisional Sums to cover his overheads and profits | % | 0.1 | A429.6 | Contractor to quote ONLY for his percentage markup on the amount on the base prices for the items under the Provisional Sums to cover his overheads and profits | % | 0.1 | A429.6 | Contractor to quote ONLY for his percentage markup on the amount on the base prices for the items under the Provisional Sums to cover his overheads and profits | % | 0.1 | A429.6 | Contractor to quote ONLY for his percentage markup on the amount on the base prices for the items under the Provisional Sums to cover his overheads and profits | % | 0.1 | A429.6 | Contractor to quote ONLY for his percentage markup on the amount on the base prices for the items under the Provisional Sums to cover his overheads and profits | % | 0.1 | A429.6 | Contractor to quote ONLY for his percentage markup on the amount on the base prices for the items under the Provisional Sums to cover his overheads and profits | % | 0.1 | A429.6 | Contractor to quote ONLY for his percentage markup on the amount on the base prices for the items under the Provisional Sums to cover his overheads and profits | % | 0.1 | A429.6 | Contractor to quote ONLY for his percentage markup on the amount on the base prices for the items under the Provisional Sums to cover his overheads and profits | % | 0.1 | A429.6 | Contractor to quote ONLY for his percentage markup on the amount on the base prices for the items under the Provisional Sums to cover his overheads and profits | % | 0.1 | A429.6 | Contractor to quote ONLY for his percentage markup on the amount on the base prices for the items under the Provisional Sums to cover his overheads and profits | % | 0.1 | A429.6 | Contractor to quote ONLY for his percentage markup on the amount on the base prices for the items under the Provisional Sums to cover his overheads and profits | % | 0.1 | A429.6 | Contractor to quote ONLY for his percentage markup on the amount on the base prices for the items under the Provisional Sums to cover his overheads and profits | % | 0.1 | A429.6 | Contractor to quote ONLY for his percentage markup on the amount on the base prices for the items under the Provisional Sums to cover his overheads and profits | % | 0.1 | A429.6 | Contractor to quote ONLY for his percentage markup on the amount on the base prices for the items under the Provisional Sums to cover his overheads and profits | % | 0.1 | A429.6 | Contractor to quote ONLY for his percentage markup on the amount on the base prices for the items under the Provisional Sums to cover his overheads and profits | % | 0.1 | A429.6 | Contractor to quote ONLY for his percentage markup on the amount on the base prices for the items under the Provisional Sums to cover his overheads and profits | % | 0.1 | A429.6 | Contractor to quote ONLY for his percentage markup on the amount on the base prices for the items under the Provisional Sums to cover his overheads and profits | % | 0.1 | A429.6 | Contractor to quote ONLY for his percentage markup on the amount on the base prices for the items under the Provisional Sums to cover his overheads and profits | % | 0.1 | A429.6 | Contractor to quote ONLY for his percentage markup on the amount on the base prices for the items under the Provisional Sums to cover his overheads and profits | % | 0.1 | A429.6 | Contractor to quote ONLY for his percentage markup on the amount on the base prices for the items under the Provisional Sums to cover his overheads and profits | % | 0.1 | A429.6 | Contractor to quote ONLY for his percentage markup on the amount on the base prices for the items under the Provisional Sums to cover his overheads and profits | % | 0.1 | A429.6 | Contractor to quote ONLY for his percentage markup on the amount on the base prices for the items under the Provisional Sums to cover his overheads and profits | % | 0.1 | A429.6 | Contractor to quote ONLY for his percentage markup on the amount on the base prices for the items under the Provisional Sums to cover his overheads and profits | % | 0.1 | A429.6 | Contractor to quote ONLY for his percentage markup on the amount on the base prices for the items under the Provisional Sums to cover his overheads and profits | % | 0.1 | A429.6 | Contractor to quote ONLY for his percentage markup on the amount on the base prices for the items under the Provisional Sums to cover his overheads and profits | % | 0.1 | A429.6 | Contractor to quote ONLY for his percentage markup on the amount on the base prices for the items under the Provisional Sums to cover his overheads and profits | % | 0.1 | A429.6 | Contractor to quote ONLY for his percentage markup on the amount on the base prices for the items under the Provisional Sums to cover his overheads and profits | % | 0.1 | A429.6 | Contractor to quote ONLY for his percentage markup on the amount on the base prices for the items under the Provisional Sums to cover his overheads and profits | % | 0.1 | A429.6 | Contractor to quote ONLY for his percentage markup on the amount on the base prices for the items under the Provisional Sums to cover his overheads and profits | % | 0.1 | A429.6 | Contractor to quote ONLY for his percentage markup on the amount on the base prices for the items under the Provisional Sums to cover his overheads and profits | % | 0.1 | A429.6 | Contractor to quote ONLY for his percentage markup on the amount on the base prices for the items under the Provisional Sums to cover his overheads and profits | % | 0.1 | A429.6 | Contractor to quote ONLY for his percentage markup on the amount on the base prices for the items under the Provisional Sums to cover his overheads and profits | % | 0.1 | A429.6 | Contractor to quote ONLY for his percentage markup on the amount on the base prices for the items under the Provisional Sums to cover his overheads and profits | % | 0.1 | A429.6 | Contractor to quote ONLY for his percentage markup on the amount on the base prices for the items under the Provisional Sums to cover his overheads and profits | % | 0.1 | A429.6 | Contractor to quote ONLY for his percentage markup on the amount on the base prices for the items under the Provisional Sums to cover his overheads and profits | % | 0.1 | A429.6 | Contractor to quote ONLY for his percentage markup on the amount on the base prices for the items under the Provisional Sums to cover his overheads and profits | % | 0.1 | A429.6 | Contractor to quote ONLY for his percentage markup on the amount on the base prices for the items under the Provisional Sums to cover his overheads and profits | % | 0.1 | A429.6 | Contractor to quote ONLY for his percentage markup on the amount on the base prices for the items under the Provisional Sums to cover his overheads and profits | % | 0.1 | A429.6 | Contractor to quote ONLY for his percentage markup on the amount on the base prices for the items under the Provisional Sums to cover his overheads and profits | % | 0.1 | A429.6 | Contractor to quote ONLY for his percentage markup on the amount on the base prices for the items under the Provisional Sums to cover his overheads and profits | % | 0.1 | A429.6 | Contractor to quote ONLY for his percentage markup on the amount on the base prices for the items under the Provisional Sums to cover his overheads and profits | % | 0.1 | A429.6 | Contractor to quote ONLY for his percentage markup on the amount on the base prices for the items under the Provisional Sums to cover his overheads and profits | % | 0.1 | A429.6 | Contractor to quote ONLY for his percentage markup on the amount on the base prices for the items under the Provisional Sums to cover his overheads and profits | % | 0.1 | A429.6 | Contractor to quote ONLY for his percentage markup on the amount on the base prices for the items under the Provisional Sums to cover his overheads and profits | % | 0.1 | A429.6 | Contractor to quote ONLY for his percentage markup on the amount on the base prices for the items under the Provisional Sums to cover his overheads and profits | % | 0.1 | A429.6 | Contractor to quote ONLY for his percentage markup on the amount on the base prices for the items under the Provisional Sums to cover his overheads and profits | % | 0.1 | A429.6 | Contractor to quote ONLY for his percentage markup on the amount on the base prices for the items under the Provisional Sums to cover his overheads and profits | % | 0.1 | A429.6 | Contractor to quote ONLY for his percentage markup on the amount on the base prices for the items under the Provisional Sums to cover his overheads and profits | % | 0.1 | A429.6 | Contractor to quote ONLY for his percentage markup on the amount on the base prices for the items under the Provisional Sums to cover his overheads and profits | % | 0.1 | A429.6 | Contractor to quote ONLY for his percentage markup on the amount on the base prices for the items under the Provisional Sums to cover his overheads and profits | % | 0.1 | A429.6 | Contractor to quote ONLY for his percentage markup on the amount on the base prices for the items under the Provisional Sums to cover his overheads and profits | % | 0.1 | A429.6 | Contractor to quote ONLY for his percentage markup on the amount on the base prices for the items under the Provisional Sums to cover his overheads and profits | % | 0.1 | A429.6 | Contractor to quote ONLY for his percentage markup on the amount on the base prices for the items under the Provisional Sums to cover his overheads and profits | % | 0.1 | A429.6 | Contractor to quote ONLY for his percentage markup on the amount on the base prices for the items under the Provisional Sums to cover his overheads and profits | % | 0.1 | A429.6 | Contractor to quote ONLY for his percentage markup on the amount on the base prices for the items under the Provisional Sums to cover his overheads and profits | % | 0.1 | A429.6 | Contractor to quote ONLY for his percentage markup on the amount on the base prices for the items under the Provisional Sums to cover his overheads and profits | % | 0.1 | A429.6 | Contractor to quote ONLY for his percentage markup on the amount on the base prices for the items under the Provisional Sums to cover his overheads and profits | % | 0.1 | A429.6 | Contractor to quote ONLY for his percentage markup on the amount on the base prices for the items under the Provisional Sums to cover his overheads and profits | % | 0.1 | A429.6 | Contractor to quote ONLY for his percentage markup on the amount on the base prices for the items under the Provisional Sums to cover his overheads and profits | % | 0.1 | A429.6 | Contractor to quote ONLY for his percentage markup on the amount on the base prices for the items under the Provisional Sums to cover his overheads and profits | % | 0.1 | A429.6 | Contractor to quote ONLY for his percentage markup on the amount on the base prices for the items under the Provisional Sums to cover his overheads and profits | % | 0.1 | A429.6 | Contractor to quote ONLY for his percentage markup on the amount on the base prices for the items under the Provisional Sums to cover his overheads and profits | % | 0.1 | A429.6 | Contractor to quote ONLY for his percentage markup on the amount on the base prices for the items under the Provisional Sums to cover his overheads and profits | % | 0.1 | A429.6 | Contractor to quote ONLY for his percentage markup on the amount on the base prices for the items under the Provisional Sums to cover his overheads and profits | % | 0.1 | A429.6 | Contractor to quote ONLY for his percentage markup on the amount on the base prices for the items under the Provisional Sums to cover his overheads and profits | % | 0.1 | A429.6 | Contractor to quote ONLY for his percentage markup on the amount on the base prices for the items under the Provisional Sums to cover his overheads and profits | % | 0.1 | A429.6 | Contractor to quote ONLY for his percentage markup on the amount on the base prices for the items under the Provisional Sums to cover his overheads and profits | % | 0.1 | A429.6 | Contractor to quote ONLY for his percentage markup on the amount on the base prices for the items under the Provisional Sums to cover his overheads and profits | % | 0.1 | A429.6 | Contractor to quote ONLY for his percentage markup on the amount on the base prices for the items under the Provisional Sums to cover his overheads and profits | % | 0.1 | A429.6 | Contractor to quote ONLY for his percentage markup on the amount on the base prices for the items under the Provisional Sums to cover his overheads and profits | % | 0.1 | A429.6 | Contractor to quote ONLY for his percentage markup on the amount on the base prices for the items under the Provisional Sums to cover his overheads and profits | % | 0.1 | A429.6 | Contractor to quote ONLY for his percentage markup on the amount on the base prices for the items under the Provisional Sums to cover his overheads and profits | % | 0.1 | A429.6 | Contractor to quote ONLY for his percentage markup on the amount on the base prices for the items under the Provisional Sums to cover his overheads and profits | % | 0.1 | A429.6 | Contractor to quote ONLY for his percentage markup on the amount on the base prices for the items under the Provisional Sums to cover his overheads and profits | % | 0.1 | A429.6 | Contractor to quote ONLY for his percentage markup on the amount on the base prices for the items under the Provisional Sums to cover his overheads and profits | % | 0.1 | A429.6 | Contractor to quote ONLY for his percentage markup on the amount on the base prices for the items under the Provisional Sums to cover his overheads and profits | % | 0.1 | A429.6 | Contractor to quote ONLY for his percentage markup on the amount on the base prices for the items under the Provisional Sums to cover his overheads and profits | % | 0.1 | A429.6 | Contractor to quote ONLY for his percentage markup on the amount on the base prices for the items under the Provisional Sums to cover his overheads and profits | % | 0.1 | A429.6 | Contractor to quote ONLY for his percentage markup on the amount on the base prices for the items under the Provisional Sums to cover his overheads and profits | % | 0.1 | A429.6 | Contractor to quote ONLY for his percentage markup on the amount on the base prices for the items under the Provisional Sums to cover his overheads and profits | % | 0.1 | A429.6 | Contractor to quote ONLY for his percentage markup on the amount on the base prices for the items under the Provisional Sums to cover his overheads and profits | % | 0.1 | A429.6 | Contractor to quote ONLY for his percentage markup on the amount on the base prices for the items under the Provisional Sums to cover his overheads and profits | % | 0.1 | A429.6 | Contractor to quote ONLY for his percentage markup on the amount on the base prices for the items under the Provisional Sums to cover his overheads and profits | % | 0.1 | A429.6 | Contractor to quote ONLY for his percentage markup on the amount on the base prices for the items under the Provisional Sums to cover his overheads and profits | % | 0.1 | A429.6 | Contractor to quote ONLY for his percentage markup on the amount on the base prices for the items under the Provisional Sums to cover his overheads and profits | % | 0.1 | A429.6 | Contractor to quote ONLY for his percentage markup on the amount on the base prices for the items under the Provisional Sums to cover his overheads and profits | % | 0.1 | A429.6 | Contractor to quote ONLY for his percentage markup on the amount on the base prices for the items under the Provisional Sums to cover his overheads and profits | % | 0.1 | A429.6 | Contractor to quote ONLY for his percentage markup on the amount on the base prices for the items under the Provisional Sums to cover his overheads and profits | % | 0.1 | A429.6 | Contractor to quote ONLY for his percentage markup on the amount on the base prices for the items under the Provisional Sums to cover his overheads and profits | % | 0.1 | A429.6 | Contractor to quote ONLY for his percentage markup on the amount on the base prices for the items under the Provisional Sums to cover his overheads and profits | % | 0.1 | A429.6 | Contractor to quote ONLY for his percentage markup on the amount on the base prices for the items under the Provisional Sums to cover his overheads and profits | % | 0.1 | A429.6 | Contractor to quote ONLY for his percentage markup on the amount on the base prices for the items under the Provisional Sums to cover his overheads and profits | % | 0.1 | A429.6 | Contractor to quote ONLY for his percentage markup on the amount on the base prices for the items under the Provisional Sums to cover his overheads and profits | % | 0.1 | A429.6 | Contractor to quote ONLY for his percentage markup on the amount on the base prices for the items under the Provisional Sums to cover his overheads and profits | % | 0.1 | A429.6 | Contractor to quote ONLY for his percentage markup on the amount on the base prices for the items under the Provisional Sums to cover his overheads and profits | % | 0.1 | A429.6 | Contractor to quote ONLY for his percentage markup on the amount on the base prices for the items under the Provisional Sums to cover his overheads and profits | % | 0.1 | A429.6 | Contractor to quote ONLY for his percentage markup on the amount on the base prices for the items under the Provisional Sums to cover his overheads and profits | % | 0.1 | A429.6 | Contractor to quote ONLY for his percentage markup on the amount on the base prices for the items under the Provisional Sums to cover his overheads and profits | % | 0.1 | A429.6 | Contractor to quote ONLY for his percentage markup on the amount on the base prices for the items under the Provisional Sums to cover his overheads and profits | % | 0.1 | A429.6 | Contractor to quote ONLY for his percentage markup on the amount on the base prices for the items under the Provisional Sums to cover his overheads and profits | % | 0.1 | A429.6 | Contractor to quote ONLY for his percentage markup on the amount on the base prices for the items under the Provisional Sums to cover his overheads and profits | % | 0.1 | A429.6 | Contractor to quote ONLY for his percentage markup on the amount on the base prices for the items under the Provisional Sums to cover his overheads and profits | % | 0.1 | A429.6 | Contractor to quote ONLY for his percentage markup on the amount on the base prices for the items under the Provisional Sums to cover his overheads and profits | % | 0.1 | A429.6 | Contractor to quote ONLY for his percentage markup on the amount on the base prices for the items under the Provisional Sums to cover his overheads and profits | % | 0.1 | A429.6 | Contractor to quote ONLY for his percentage markup on the amount on the base prices for the items under the Provisional Sums to cover his overheads and profits | % | 0.1 | A429.6 | Contractor to quote ONLY for his percentage markup on the amount on the base prices for the items under the Provisional Sums to cover his overheads and profits | % | 0.1 | A429.6 | Contractor to quote ONLY for his percentage markup on the amount on the base prices for the items under the Provisional Sums to cover his overheads and profits | % | 0.1 | A429.6 | Contractor to quote ONLY for his percentage markup on the amount on the base prices for the items under the Provisional Sums to cover his overheads and profits | % | 0.1 | A429.6 | Contractor to quote ONLY for his percentage markup on the amount on the base prices for the items under the Provisional Sums to cover his overheads and profits | % | 0.1 | A429.6 | Contractor to quote ONLY for his percentage markup on the amount on the base prices for the items under the Provisional Sums to cover his overheads and profits | % | 0.1 | A429.6 | Contractor to quote ONLY for his percentage markup on the amount on the base prices for the items under the Provisional Sums to cover his overheads and profits | % | 0.1 | A429.6 | Contractor to quote ONLY for his percentage markup on the amount on the base prices for the items under the Provisional Sums to cover his overheads and profits | % | 0.1 | A429.6 | Contractor to quote ONLY for his percentage markup on the amount on the base prices for the items under the Provisional Sums to cover his overheads and profits | % | 0.1 | A429.6 | Contractor to quote ONLY for his percentage markup on the amount on the base prices for the items under the Provisional Sums to cover his overheads and profits | % | 0.1 | A429.6 | Contractor to quote ONLY for his percentage markup on the amount on the base prices for the items under the Provisional Sums to cover his overheads and profits | % | 0.1 | A429.6 | Contractor to quote ONLY for his percentage markup on the amount on the base prices for the items under the Provisional Sums to cover his overheads and profits | % | 0.1 | A429.6 | Contractor to quote ONLY for his percentage markup on the amount on the base prices for the items under the Provisional Sums to cover his overheads and profits | % | 0.1 | A429.6 | Contractor to quote ONLY for his percentage markup on the amount on the base prices for the items under the Provisional Sums to cover his overheads and profits | % | 0.1 | A429.6 | Contractor to quote ONLY for his percentage markup on the amount on the base prices for the items under the Provisional Sums to cover his overheads and profits | % | 0.1 | A429.6 | Contractor to quote ONLY for his percentage markup on the amount on the base prices for the items under the Provisional Sums to cover his overheads and profits | % | 0.1 | A429.6 | Contractor to quote ONLY for his percentage markup on the amount on the base prices for the items under the Provisional Sums to cover his overheads and profits | % | 0.1 | A429.6 | Contractor to quote ONLY for his percentage markup on the amount on the base prices for the items under the Provisional Sums to cover his overheads and profits | % | 0.1 | A429.6 | Contractor to quote ONLY for his percentage markup on the amount on the base prices for the items under the Provisional Sums to cover his overheads and profits | % | 0.1 | A429.6 | Contractor to quote ONLY for his percentage markup on the amount on the base prices for the items under the Provisional Sums to cover his overheads and profits | % | 0.1 | A429.6 | Contractor to quote ONLY for his percentage markup on the amount on the base prices for the items under the Provisional Sums to cover his overheads and profits | % | 0.1 | A429.6 | Contractor to quote ONLY for his percentage markup on the amount on the base prices for the items under the Provisional Sums to cover his overheads and profits | % | 0.1 | A429.6 | Contractor to quote ONLY for his percentage markup on the amount on the base prices for the items under the Provisional Sums to cover his overheads and profits | % | 0.1 | A429.6 | Contractor to quote ONLY for his percentage markup on the amount on the base prices for the items under the Provisional Sums to cover his overheads and profits | % | 0.1 | A429.6 | Contractor to quote ONLY for his percentage markup on the amount on the base prices for the items under the Provisional Sums to cover his overheads and profits | % | 0.1 | A429.6 | Contractor to quote ONLY for his percentage markup on the amount on the base prices for the items under the Provisional Sums to cover his overheads and profits | % | 0.1 | A429.6 | Contractor to quote ONLY for his percentage markup on the amount on the base prices for the items under the Provisional Sums to cover his overheads and profits | % | 0.1 | A429.6 | Contractor to quote ONLY for his percentage markup on the amount on the base prices for the items under the Provisional Sums to cover his overheads and profits | % | 0.1 | A429.6 | Contractor to quote ONLY for his percentage markup on the amount on the base prices for the items under the Provisional Sums to cover his overheads and profits | % | 0.1 | A429.6 | Contractor to quote ONLY for his percentage markup on the amount on the base prices for the items under the Provisional Sums to cover his overheads and profits | % | 0.1 | A429.6 | Contractor to quote ONLY for his percentage markup on the amount on the base prices for the items under the Provisional Sums to cover his overheads and profits | % | 0.1 | A429.6 | Contractor to quote ONLY for his percentage markup on the amount on the base prices for the items under the Provisional Sums to cover his overheads and profits | % | 0.1 | A429.6 | Contractor to quote ONLY for his percentage markup on the amount on the base prices for the items under the Provisional Sums to cover his overheads and profits | % | 0.1 | A429.6 | Contractor to quote ONLY for his percentage markup on the amount on the base prices for the items under the Provisional Sums to cover his overheads and profits | % | 0.1 | A429.6 | Contractor to quote ONLY for his percentage markup on the amount on the base prices for the items under the Provisional Sums to cover his overheads and profits | % | 0.1 | A429.6 | Contractor to quote ONLY for his percentage markup on the amount on the base prices for the items under the Provisional Sums to cover his overheads and profits | % | 0.1 | A429.6 | Contractor to quote ONLY for his percentage markup on the amount on the base prices for the items under the Provisional Sums to cover his overheads and profits | % | 0.1 | A429.6 | Contractor to quote ONLY for his percentage markup on the amount on the base prices for the items under the Provisional Sums to cover his overheads and profits | % | 0.1 | A429.6 | Contractor to quote ONLY for his percentage markup on the amount on the base prices for the items under the Provisional Sums to cover his overheads and profits | % | 0.1 | A429.6 | Contractor to quote ONLY for his percentage markup on the amount on the base prices for the items under the Provisional Sums to cover his overheads and profits | % | 0.1 | A429.6 | Contractor to quote ONLY for his percentage markup on the amount on the base prices for the items under the Provisional Sums to cover his overheads and profits | % | 0.1 | A429.6 | Contractor to quote ONLY for his percentage markup on the amount on the base prices for the items under the Provisional Sums to cover his overheads and profits | % | 0.1 | A429.6 | Contractor to quote ONLY for his percentage markup on the amount on the base prices for the items under the Provisional Sums to cover his overheads and profits | % | 0.1 | A429.6 | Contractor to quote ONLY for his percentage markup on the amount on the base prices for the items under the Provisional Sums to cover his overheads and profits | % | 0.1 | A429.6 | Contractor to quote ONLY for his percentage markup on the amount on the base prices for the items under the Provisional Sums to cover his overheads and profits | % | 0.1 | A429.6 | Contractor to quote ONLY for his percentage markup on the amount on the base prices for the items under the Provisional Sums to cover his overheads and profits | % | 0.1 | A429.6 | Contractor to quote ONLY for his percentage markup on the amount on the base prices for the items under the Provisional Sums to cover his overheads and profits | % | 0.1 | A429.6 | Contractor to quote ONLY for his percentage markup on the amount on the base prices for the items under the Provisional Sums to cover his overheads and profits | % | 0.1 | A429.6 | Contractor to quote ONLY for his percentage markup on the amount on the base prices for the items under the Provisional Sums to cover his overheads and profits | % | 0.1 | A429.6 | Contractor to quote ONLY for his percentage markup on the amount on the base prices for the items under the Provisional Sums to cover his overheads and profits | % | 0.1 | A429.6 | Contractor to quote ONLY for his percentage markup on the amount on the base prices for the items under the Provisional Sums to cover his overheads and profits | % | 0.1 | A429.6 | Contractor to quote ONLY for his percentage markup on the amount on the base prices for the items under the Provisional Sums to cover his overheads and profits | % | 0.1 | A429.6 | Contractor to quote ONLY for his percentage markup on the amount on the base prices for the items under the Provisional Sums to cover his overheads and profits | % | 0.1 | A429.6 | Contractor to quote ONLY for his percentage markup on the amount on the base prices for the items under the Provisional Sums to cover his overheads and profits | % | 0.1 | A429.6 | Contractor to quote ONLY for his percentage markup on the amount on the base prices for the items under the Provisional Sums to cover his overheads and profits | % | 0.1 | A429.6 | Contractor to quote ONLY for his percentage markup on the amount on the base prices for the items under the Provisional Sums to cover his overheads and profits | % | 0.1 | A429.6 | Contractor to quote ONLY for his percentage markup on the amount on the base prices for the items under the Provisional Sums to cover his overheads and profits | % | 0.1 | A429.6 | Contractor to quote ONLY for his percentage markup on the amount on the base prices for the items under the Provisional Sums to cover his overheads and profits | % | 0.1 | A429.6 | Contractor to quote ONLY for his percentage markup on the amount on the base prices for the items under the Provisional Sums to cover his overheads and profits | % | 0.1 | A429.6 | Contractor to quote ONLY for his percentage markup on the amount on the base prices for the items under the Provisional Sums to cover his overheads and profits | % | 0.1 | A429.6 | Contractor to quote ONLY for his percentage markup on the amount on the base prices for the items under the Provisional Sums to cover his overheads and profits | % | 0.1 | A429.6 | Contractor to quote ONLY for his percentage markup on the amount on the base prices for the items under the Provisional Sums to cover his overheads and profits | % | 0.1 | A429.6 | Contractor to quote ONLY for his percentage markup on the amount on the base prices for the items under the Provisional Sums to cover his overheads and profits | % | 0.1 | A429.6 | Contractor to quote ONLY for his percentage markup on the amount on the base prices for the items under the Provisional Sums to cover his overheads and profits | % | 0.1 | A429.6 | Contractor to quote ONLY for his percentage markup on the amount on the base prices for the items under the Provisional Sums to cover his overheads and profits | % | 0.1 | A429.6 | Contractor to quote ONLY for his percentage markup on the amount on the base prices for the items under the Provisional Sums to cover his overheads and profits | % | 0.1 | A429.6 | Contractor to quote ONLY for his percentage markup on the amount on the base prices for the items under the Provisional Sums to cover his overheads and profits | % | 0.1 | A429.6 | Contractor to quote ONLY for his percentage markup on the amount on the base prices for the items under the Provisional Sums to cover his overheads and profits | % | 0.1 | A429.6 | Contractor to quote ONLY for his percentage markup on the amount on the base prices for the items under the Provisional Sums to cover his overheads and profits | % | 0.1 | A429.6 | Contractor to quote ONLY for his percentage markup on the amount on the base prices for the items under the Provisional Sums to cover his overheads and profits | % | 0.1 | A429.6 | Contractor to quote ONLY for his percentage markup on the amount on the base prices for the items under the Provisional Sums to cover his overheads and profits | % | 0.1 | A429.6 | Contractor to quote ONLY for his percentage markup on the amount on the base prices for the items under the Provisional Sums to cover his overheads and profits | % | 0.1 | A429.6 | Contractor to quote ONLY for his percentage markup on the amount on the base prices for the items under the Provisional Sums to cover his overheads and profits | % | 0.1 | A429.6 | Contractor to quote ONLY for his percentage markup on the amount on the base prices for the items under the Provisional Sums to cover his overheads and profits | % | 0.1 | A429.6 | Contractor to quote ONLY for his percentage markup on the amount on the base prices for the items under the Provisional Sums to cover his overheads and profits | % | 0.1 | A429.6 | Contractor to quote ONLY for his percentage markup on the amount on the base prices for the items under the Provisional Sums to cover his overheads and profits | % | 0.1 | A429.6 | Contractor to quote ONLY for his percentage markup on the amount on the base prices for the items under the Provisional Sums to cover his overheads and profits | % | 0.1 | A429.6 | Contractor to quote ONLY for his percentage markup on the amount on the base prices for the items under the Provisional Sums to cover his overheads and profits | % | 0.1 | A429.6 | Contractor to quote ONLY for his percentage markup on the amount on the base prices for the items under the Provisional Sums to cover his overheads and profits | % | 0.1 | A429.6 | Contractor to quote ONLY for his percentage markup on the amount on the base prices for the items under the Provisional Sums to cover his overheads and profits | % | 0.1 | A429.6 | Contractor to quote ONLY for his percentage markup on the amount on the base prices for the items under the Provisional Sums to cover his overheads and profits | % | 0.1 | A429.6 | Contractor to quote ONLY for his percentage markup on the amount on the base prices for the items under the Provisional Sums to cover his overheads and profits | % | 0.1 | A429.6 | Contractor to quote ONLY for his percentage markup on the amount on the base prices for the items under the Provisional Sums to cover his overheads and profits | % | 0.1 | A429.6 | Contractor to quote ONLY for his percentage markup on the amount on the base prices for the items under the Provisional Sums to cover his overheads and profits | % | 0.1 | A429.6 | Contractor to quote ONLY for his percentage markup on the amount on the base prices for the items under the Provisional Sums to cover his overheads and profits | % | 0.1 | A429.6 | Contractor to quote ONLY for his percentage markup on the amount on the base prices for the items under the Provisional Sums to cover his overheads and profits | % | 0.1 | A429.6 | Contractor to quote ONLY for his percentage markup on the amount on the base prices for the items under the Provisional Sums to cover his overheads and profits | % | 0.1 | A429.6 | Contractor to quote ONLY for his percentage markup on the amount on the base prices for the items under the Provisional Sums to cover his overheads and profits | % | 0.1 | A429.6 | Contractor to quote ONLY for his percentage markup on the amount on the base prices for the items under the Provisional Sums to cover his overheads and profits | % | 0.1 | A429.6 | Contractor to quote ONLY for his percentage markup on the amount on the base prices for the items under the Provisional Sums to cover his overheads and profits | % | 0.1 | A429.6 | Contractor to quote ONLY for his percentage markup on the amount on the base prices for the items under the Provisional Sums to cover his overheads and profits | % | 0.1 | A429.6 | Contractor to quote ONLY for his percentage markup on the amount on the base prices for the items under the Provisional Sums to cover his overheads and profits | % | 0.1 | A429.6 | Contractor to quote ONLY for his percentage markup on the amount on the base prices for the items under the Provisional Sums to cover his overheads and profits | % | 0.1 | A429.6 | Contractor to quote ONLY for his percentage markup on the amount on the base prices for the items under the Provisional Sums to cover his overheads and profits | % | 0.1 | A429.6 | Contractor to quote ONLY for his percentage markup on the amount on the base prices for the items under the Provisional Sums to cover his overheads and profits | % | 0.1 | A429.6 | Contractor to quote ONLY for his percentage markup on the amount on the base prices for the items under the Provisional Sums to cover his overheads and profits | % | 0.1 | A429.6 | Contractor to quote ONLY for his percentage markup on the amount on the base prices for the items under the Provisional Sums to cover his overheads and profits | % | 0.1 | A429.6 | Contractor to quote ONLY for his percentage markup on the amount on the base prices for the items under the Provisional Sums to cover his overheads and profits | % | 0.1 | A429.6 | Contractor to quote ONLY for his percentage markup on the amount on the base prices for the items under the Provisional Sums to cover his overheads and profits | % | 0.1 | A429.6 | Contractor to quote ONLY for his percentage markup on the amount on the base prices for the items under the Provisional Sums to cover his overheads and profits | % | 0.1 | A429.6 | Contractor to quote ONLY for his percentage markup on the amount on the base prices for the items under the Provisional Sums to cover his overheads and profits | % | 0.1 | A429.6 | Contractor to quote ONLY for his percentage markup on the amount on the base prices for the items under the Provisional Sums to cover his overheads and profits | % | 0.1 | A429.6 | Contractor to quote ONLY for his percentage markup on the amount on the base prices for the items under the Provisional Sums to cover his overheads and profits | % | 0.1 | A429.6 | Contractor to quote ONLY for his percentage markup on the amount on the base prices for the items under the Provisional Sums to cover his overheads and profits | % | 0.1 | A429.6 | Contractor to quote ONLY for his percentage markup on the amount on the base prices for the items under the Provisional Sums to cover his overheads and profits | % | 0.1 | A429.6 | Contractor to quote ONLY for his percentage markup on the amount on the base prices for the items under the Provisional Sums to cover his overheads and profits | % | 0.1 | A429.6 | Contractor to quote ONLY for his percentage markup on the amount on the base prices for the items under the Provisional Sums to cover his overheads and profits | % | 0.1 | A429.6 | Contractor to quote ONLY for his percentage markup on the amount on the base prices for the items under the Provisional Sums to cover his overheads and profits | % | 0.1 | A429.6 | Contractor to quote ONLY for his percentage markup on the amount on the base prices for the items under the Provisional Sums to cover his overheads and profits | % | 0.1 | A429.6 | Contractor to quote ONLY for his percentage markup on the amount on the base prices for the items under the Provisional Sums to cover his overheads and profits | % | 0.1 | A429.6 | Contractor to quote ONLY for his percentage markup on the amount on the base prices for the items under the Provisional Sums to cover his overheads and profits | % | 0.1 | A429.6 | Contractor to quote ONLY for his percentage markup on the amount on the base prices for the items under the Provisional Sums to cover his overheads and profits | % | 0.1 | A429.6 | Contractor to quote ONLY for his percentage markup on the amount on the base prices for the items under the Provisional Sums to cover his overheads and profits | % | 0.1 | A429.6 | Contractor to quote ONLY for his percentage markup on the amount on the base prices for the items under the Provisional Sums to cover his overheads and profits | % | 0.1 | A429.6 | Contractor to quote ONLY for his percentage markup on the amount on the base prices for the items under the Provisional Sums to cover his overheads and profits | % | 0.1 | A429.6 | Contractor to quote ONLY for his percentage markup on the amount on the base prices for the items under the Provisional Sums to cover his overheads and profits | % | 0.1 | A429.6 | Contractor to quote ONLY for his percentage markup on the amount on the base prices for the items under the Provisional Sums to cover his overheads and profits | % | 0.1 | A429.6 | Contractor to quote ONLY for his percentage markup on the amount on the base prices for the items under the Provisional Sums to cover his overheads and profits | % | 0.1 | A429.6 | Contractor to quote ONLY for his percentage markup on the amount on the base prices for the items under the Provisional Sums to cover his overheads and profits | % | 0.1 | A429.6 | Contractor to quote ONLY for his percentage markup on the amount on the base prices for the items under the Provisional Sums to cover his overheads and profits | % | 0.1 | A429.6 | Contractor to quote ONLY for his percentage markup on the amount on the base prices for the items under the Provisional Sums to cover his overheads and profits | % | 0.1 | A429.6 | Contractor to quote ONLY for his percentage markup on the amount on the base prices for the items under the Provisional Sums to cover his overheads and profits | % | 0.1 | A429.6 | Contractor to quote ONLY for his percentage markup on the amount on the base prices for the items under the Provisional Sums to cover his overheads and profits | % | 0.1 | A429.6 | Contractor to quote ONLY for his percentage markup on the amount on the base prices for the items under the Provisional Sums to cover his overheads and profits | % | 0.1 | A429.6 | Contractor to quote ONLY for his percentage markup on the amount on the base prices for the items under the Provisional Sums to cover his overheads and profits | % | 0.1 | A429.6 | Contractor to quote ONLY for his percentage markup on the amount on the base prices for the items under the Provisional Sums to cover his overheads and profits | % | 0.1 | A429.6 | Contractor to quote ONLY for his percentage markup on the amount on the base prices for the items under the Provisional Sums to cover his overheads and profits | % | 0.1 | A429.6 | Contractor to quote ONLY for his percentage markup on the amount on the base prices for the items under the Provisional Sums to cover his overheads and profits | % | 0.1 | A429.6 | Contractor to quote ONLY for his percentage markup on the amount on the base prices for the items under the Provisional Sums to cover his overheads and profits | % | 0.1 | A429.6 | Contractor to quote ONLY for his percentage markup on the amount on the base prices for the items under the Provisional Sums to cover his overheads and profits | % | 0.1 | A429.6 | Contractor to quote ONLY for his percentage markup on the amount on the base prices for the items under the Provisional Sums to cover his overheads and profits | % | 0.1 | A429.6 | Contractor to quote ONLY for his percentage markup on the amount on the base prices for the items under the Provisional Sums to cover his overheads and profits | % | 0.1 | A429.6 | Contractor to quote ONLY for his percentage markup on the amount on the base prices for the items under the Provisional Sums to cover his overheads and profits | % | 0.1 | A429.6 | Contractor to quote ONLY for his percentage markup on the amount on the base prices for the items under the Provisional Sums to cover his overheads and profits | % | 0.1 | A429.6 | Contractor to quote ONLY for his percentage markup on the amount on the base prices for the items under the Provisional Sums to cover his overheads and profits | % | 0.1 | A429.6 | Contractor to quote ONLY for his percentage markup on the amount on the base prices for the items under the Provisional Sums to cover his overheads and profits | % | 0.1 | A429.6 | Contractor to quote ONLY for his percentage markup on the amount on the base prices for the items under the Provisional Sums to cover his overheads and profits | % | 0.1 | A429.6 | Contractor to quote ONLY for his percentage markup on the amount on the base prices for the items under the Provisional Sums to cover his overheads and profits | % | 0.1 | A429.6 | Contractor to quote ONLY for his percentage markup on the amount on the base prices for the items under the Provisional Sums to cover his overheads and profits | % | 0.1 | A429.6 | Contractor to quote ONLY for his percentage markup on the amount on the base prices for the items under the Provisional Sums to cover his overheads and profits | % | 0.1 | A429.6 | Contractor to quote ONLY for his percentage markup on the amount on the base prices for the items under the Provisional Sums to cover his overheads and profits | % | 0.1 | A429.6 | Contractor to quote ONLY for his percentage markup on the amount on the base prices for the items under the Provisional Sums to cover his overheads and profits | % | 0.1 | A429.6 | Contractor to quote ONLY for his percentage markup on the amount on the base prices for the items under the Provisional Sums to cover his overheads and profits | % | 0.1 | A429.6 | Contractor to quote ONLY for his percentage markup on the amount on the base prices for the items under the Provisional Sums to cover his overheads and profits | % | 0.1 | A429.6 | Contractor to quote ONLY for his percentage markup on the amount on the base prices for the items under the Provisional Sums to cover his overheads and profits | % | 0.1 | A429.6 | Contractor to quote ONLY for his percentage markup on the amount on the base prices for the items under the Provisional Sums to cover his overheads and profits | % | 0.1 | A429.6 | Contractor to quote ONLY for his percentage markup on the amount on the base prices for the items under the Provisional Sums to cover his overheads and profits | % | 0.1 | A429.6 | Contractor to quote ONLY for his percentage markup on the amount on the base prices for the items under the Provisional Sums to cover his overheads and profits | % | 0.1 | A429.6 | Contractor to quote ONLY for his percentage markup on the amount on the base prices for the items under the Provisional Sums to cover his overheads and profits | % | 0.1 | A429.6 | Contractor to quote ONLY for his percentage markup on the amount on the base prices for the items under the Provisional Sums to cover his overheads and profits | % | 0.1 | A429.6 | Contractor to quote ONLY for his percentage markup on the amount on the base prices for the items under the Provisional Sums to cover his overheads and profits | % | 0.1 | A429.6 | Contractor to quote ONLY for his percentage markup on the amount on the base prices for the items under the Provisional Sums to cover his overheads and profits | % | 0.1 | A429.6 | Contractor to quote ONLY for his percentage markup on the amount on the base prices for the items under the Provisional Sums to cover his overheads and profits | % | 0.1 | A429.6 | Contractor to quote ONLY for his percentage markup on the amount on the base prices for the items under the Provisional Sums to cover his overheads and profits | % | 0.1 | A429.6 | Contractor to quote ONLY for his percentage markup on the amount on the base prices for the items under the Provisional Sums to cover his overheads and profits | % | 0.1 | A429.6 | Contractor to quote ONLY for his percentage markup on the amount on the base prices for the items under the Provisional Sums to cover his overheads and profits | % | 0.1 | A429.6 | Contractor to quote ONLY for his percentage markup on the amount on the base prices for the items under the Provisional Sums to cover his overheads and profits | % | 0.1 | A429.6 | Contractor to quote ONLY for his percentage markup on the amount on the base prices for the items under the Provisional Sums to cover his overheads and profits | % | 0.1 | A429.6 | Contractor to quote ONLY for his percentage markup on the amount on the base prices for the items under the Provisional Sums to cover his overheads and profits | % | 0.1 | A429.6 | Contractor to quote ONLY for his percentage markup on the amount on the base prices for the items under the Provisional Sums to cover his overheads and profits | % | 0.1 | A429.6 | Contractor to quote ONLY for his percentage markup on the amount on the base prices for the items under the Provisional Sums to cover his overheads and profits | % | 0.1 | A429.6 | Contractor to quote ONLY for his percentage markup on the amount on the base prices for the items under the Provisional Sums to cover his overheads and profits | % | 0.1 | A429.6 | Contractor to quote ONLY for his percentage markup on the amount on the base prices for the items under the Provisional Sums to cover his overheads and profits | % | 0.1 | A429.6 | Contractor to quote ONLY for his percentage markup on the amount on the base prices for the items under the Provisional Sums to cover his overheads and profits | % | 0.1 | A429.6 | Contractor to quote ONLY for his percentage markup on the amount on the base prices for the items under the Provisional Sums to cover his overheads and profits | % | 0.1 | A429.6 | Contractor to quote ONLY for his percentage markup on the amount on the base prices for the items under the Provisional Sums to cover his overheads and profits | % | 0.1 | A429.6 | Contractor to quote ONLY for his percentage markup on the amount on the base prices for the items under the Provisional Sums to cover his overheads and profits | % | 0.1 | A429.6 | Contractor to quote ONLY for his percentage markup on the amount on the base prices for the items under the Provisional Sums to cover his overheads and profits | % | 0.1 | A429.6 | Contractor to quote ONLY for his percentage markup on the amount on the base prices for the items under the Provisional Sums to cover his overheads and profits | % | 0.1 | A429.6 | Contractor to quote ONLY for his percentage markup on the amount on the base prices for the items under the Provisional Sums to cover his overheads and profits | % | 0.1 | A429.6 | Contractor to quote ONLY for his percentage markup on the amount on the base prices for the items under the Provisional Sums to cover his overheads and profits | % | 0.1 | A429.6 | Contractor to quote ONLY for his percentage markup on the amount on the base prices for the items under the Provisional Sums to cover his overheads and profits | % | 0.1 | A429.6 | Contractor to quote ONLY for his percentage markup on the amount on the base prices for the items under the Provisional Sums to cover his overheads and profits | % | 0.1 | A429.6 | Contractor to quote ONLY for his percentage markup on the amount on the base prices for the items under the Provisional Sums to cover his overheads and profits | % | 0.1 | A429.6 | Contractor to quote ONLY for his percentage markup on the amount on the base prices for the items under the Provisional Sums to cover his overheads and profits | % | 0.1 | A429.6 | Contractor to quote ONLY for his percentage markup on the amount on the base prices for the items under the Provisional Sums to cover his overheads and profits | % | 0.1 | A429.6 | Contractor to quote ONLY for his percentage markup on the amount on the base prices for the items under the Provisional Sums to cover his overheads and profits | % | 0.1 | A429.6 | Contractor to quote ONLY for his percentage markup on the amount on the base prices for the items under the Provisional Sums to cover his overheads and profits | % | 0.1 | A429.6 | Contractor to quote ONLY for his percentage markup on the amount on the base prices for the items under the Provisional Sums to cover his overheads and profits | % | 0.1 | A429.6 | Contractor to quote ONLY for his percentage markup on the amount on the base prices for the items under the Provisional Sums to cover his overheads and profits | % | 0.1 | A429.6 | Contractor to quote ONLY for his percentage markup on the amount on the base prices for the items under the Provisional Sums to cover his overheads and profits | % | 0.1 | A429.6 | Contractor to quote ONLY for his percentage markup on the amount on the base prices for the items under the Provisional Sums to cover his overheads and profits | % | 0.1 | A429.6 | Contractor to quote ONLY for his percentage markup on the amount on the base prices for the items under the Provisional Sums to cover his overheads and profits | % | 0.1 | A429.6 | Contractor to quote ONLY for his percentage markup on the amount on the base prices for the items under the Provisional Sums to cover his overheads and profits | % | 0.1 | A429.6 | Contractor to quote ONLY for his percentage markup on the amount on the base prices for the items under the Provisional Sums to cover his overheads and profits | % | 0.1 | A429.6 | Contractor to quote ONLY for his percentage markup on the amount on the base prices for the items under the Provisional Sums to cover his overheads and profits | % | 0.1 | A429.6 | Contractor to quote ONLY for his percentage markup on the amount on the base prices for the items under the Provisional Sums to cover his overheads and profits | % | 0.1 | A429.6 | Contractor to quote ONLY for his percentage markup on the amount on the base prices for the items under the Provisional Sums to cover his overheads and profits | % | 0.1 | A429.6 | Contractor to quote ONLY for his percentage markup on the amount on the base prices for the items under the Provisional Sums to cover his overheads and profits | % | 0.1 | A429.6 | Contractor to quote ONLY for his percentage markup on the amount on the base prices for the items under the Provisional Sums to cover his overheads and profits | % | 0.1 | A429.6 | Contractor to quote ONLY for his percentage markup on the amount on the base prices for the items under the Provisional Sums to cover his overheads and profits | % | 0.1 | A429.6 | Contractor to quote ONLY for his percentage markup on the amount on the base prices for the items under the Provisional Sums to cover his overheads and profits | % | 0.1 | A429.6 | Contractor to quote ONLY for his percentage markup on the amount on the base prices for the items under the Provisional Sums to cover his overheads and profits | % | 0.1 | A429.6 | Contractor to quote ONLY for his percentage markup on the amount on the base prices for the items under the Provisional Sums to cover his overheads and profits | % | 0.1 | A429.6 | Contractor to quote ONLY for his percentage markup on the amount on the base prices for the items under the Provisional Sums to cover his overheads and profits | % | 0.1 | A429.6 | Contractor to quote ONLY for his percentage markup on the amount on the base prices for the items under the Provisional Sums to cover his overheads and profits | % | 0.1 | A429.6 | Contractor to quote ONLY for his percentage markup on the amount on the base prices for the items under the Provisional Sums to cover his overheads and profits | % | 0.1 | A429.6 | Contractor to quote ONLY for his percentage markup on the amount on the base prices for the items under the Provisional Sums to cover his overheads and profits | % | 0.1 | A429.6 | Contractor to quote ONLY for his percentage markup on the amount on the base prices for the items under the Provisional Sums to cover his overheads and profits | % | 0.1 | A429.6 | Contractor to quote ONLY for his percentage markup on the amount on the base prices for the items under the Provisional Sums to cover his overheads and profits | % | 0.1 | A429.6 | Contractor to quote ONLY for his percentage markup on the amount on the base prices for the items under the Provisional Sums to cover his overheads and profits | % | 0.1 | A429.6 | Contractor to quote ONLY for his percentage markup on the amount on the base prices for the items under the Provisional Sums to cover his overheads and profits | % | 0.1 | A429.6 | Contractor to quote ONLY for his percentage markup on the amount on the base prices for the items under the Provisional Sums to cover his overheads and profits | % | 0.1 | A429.6 | Contractor to quote ONLY for his percentage markup on the amount on the base prices for the items under the Provisional Sums to cover his overheads and profits | % | 0.1 | A429.6 | Contractor to quote ONLY for his percentage markup on the amount on the base prices for the items under the Provisional Sums to cover his overheads and profits | % | 0.1 | A429.6 | Contractor to quote ONLY for his percentage markup on the amount on the base prices for the items under the Provisional Sums to cover his overheads and profits | % | 0.1 | A429.6 | Contractor to quote ONLY for his percentage markup on the amount on the base prices for the items under the Provisional Sums to cover his overheads and profits | % | 0.1 | A429.6 | Contractor to quote ONLY for his percentage markup on the amount on the base prices for the items under the Provisional Sums to cover his overheads and profits | % | 0.1 | A429.6 | Contractor to quote ONLY for his percentage markup on the amount on the base prices for the items under the Provisional Sums to cover his overheads and profits | % | 0.1 | A429.6 | Contractor to quote ONLY for his percentage markup on the amount on the base prices for the items under the Provisional Sums to cover his overheads and profits | % | 0.1 | A429.6 | Contractor to quote ONLY for his percentage markup on the amount on the base prices for the items under the Provisional Sums to cover his overheads and profits | % | 0.1 | A429.6 | Contractor to quote ONLY for his percentage markup on the amount on the base prices for the items under the Provisional Sums to cover his overheads and profits | % | 0.1 | A429.6 | Contractor to quote ONLY for his percentage markup on the amount on the base prices for the items under the Provisional Sums to cover his overheads and profits | % | 0.1 | A429.6 | Contractor to quote ONLY for his percentage markup on the amount on the base prices for the items under the Provisional Sums to cover his overheads and profits | % | 0.1 | A429.6 | Contractor to quote ONLY for his percentage markup on the amount on the base prices for the items under the Provisional Sums to cover his overheads and profits | % | 0.1 | A429.6 | Contractor to quote ONLY for his percentage markup on the amount on the base prices for the items under the Provisional Sums to cover his overheads and profits | % | 0.1 | A429.6 | Contractor to quote ONLY for his percentage markup on the amount on the base prices for the items under the Provisional Sums to cover his overheads and profits | % | 0.1 | A429.6 | Contractor to quote ONLY for his percentage markup on the amount on the base prices for the items under the Provisional Sums to cover his overheads and profits | % | 0.1 | A429.6 | Contractor to quote ONLY for his percentage markup on the amount on the base prices for the items under the Provisional Sums to cover his overheads and profits | % | 0.1 | A429.6 | Contractor to quote ONLY for his percentage markup on the amount on the base prices for the items under the Provisional Sums to cover his overheads and profits | % | 0.1 | A429.6 | Contractor to quote ONLY for his percentage markup on the amount on the base prices for the items under the Provisional Sums to cover his overheads and profits | % | 0.1 | A429.6 | Contractor to quote ONLY for his percentage markup on the amount on the base prices for the items under the Provisional Sums to cover his overheads and profits | % | 0.1 | A429.6 | Contractor to quote ONLY for his percentage markup on the amount on the base prices for the items under the Provisional Sums to cover his overheads and profits | % | 0.1 | A429.6 | Contractor to quote ONLY for his percentage markup on the amount on the base prices for the items under the Provisional Sums to cover his overheads and profits | % | 0.1 | A429.6 | Contractor to quote ONLY for his percentage markup on the amount on the base prices for the items under the Provisional Sums to cover his overheads and profits | % | 0.1 | A429.6 | Contractor to quote ONLY for his percentage markup on the amount on the base prices for the items under the Provisional Sums to cover his overheads and profits | % | 0.1 | A429.6 | Contractor to quote ONLY for his percentage markup on the amount on the base prices for the items under the Provisional Sums to cover his overheads and profits | % | 0.1 | A429.6 | Contractor to quote ONLY for his percentage markup on the amount on the base prices for the items under the Provisional Sums to cover his overheads and profits | % | 0.1 | A429.6 | Contractor to quote ONLY for his percentage markup on the amount on the base prices for the items under the Provisional Sums to cover his overheads and profits | % | 0.1 | A429.6 | Contractor to quote ONLY for his percentage markup on the amount on the base prices for the items under the Provisional Sums to cover his overheads and profits | % | 0.1 | A429.6 | Contractor to quote ONLY for his percentage markup on the amount on the base prices for the items under the Provisional Sums to cover his overheads and profits | % | 0.1 | A429.6 | Contractor to quote ONLY for his percentage markup on the amount on the base prices for the items under the Provisional Sums to cover his overheads and profits | % | 0.1 | A429.6 | Contractor to quote ONLY for his percentage markup on the amount on the base prices for the items under the Provisional Sums to cover his overheads and profits | % | 0.1 | A429.6 | Contractor to quote ONLY for his percentage markup on the amount on the base prices for the items under the Provisional Sums to cover his overheads and profits | % | 0.1 | A429.6 | Contractor to quote ONLY for his percentage markup on the amount on the base prices for the items under the Provisional Sums to cover his overheads and profits | % | 0.1 | A429.6 | Contractor to quote ONLY for his percentage markup on the amount on the base prices for the items under the Provisional Sums to cover his overheads and profits | % | 0.1 | A429.6 | Contractor to quote ONLY for his percentage markup on the amount on the base prices for the items under the Provisional Sums to cover his overheads and profits | % | 0.1 | A429.6 | Contractor to quote ONLY for his percentage markup on the amount on the base prices for the items under the Provisional Sums to cover his overheads and profits | % | 0.1 | A429.6 | Contractor to quote ONLY for his percentage markup on the amount on the base prices for the items under the Provisional Sums to cover his overheads and profits | % | 0.1 | A429.6 | Contractor to quote ONLY for his percentage markup on the amount on the base prices for the items under the Provisional Sums to cover his overheads and profits | % | 0.1 | A429.6 | Contractor to quote ONLY for his percentage markup on the amount on the base prices for the items under the Provisional Sums to cover his overheads and profits | % | 0.1 | A429.6 | Contractor to quote ONLY for his percentage markup on the amount on the base prices for the items under the Provisional Sums to cover his overheads and profits | % | 0.1 | A429.6 | Contractor to quote ONLY for his percentage markup on the amount on the base prices for the items under the Provisional Sums to cover his overheads and profits | % | 0.1 | A429.6 | Contractor to quote ONLY for his percentage markup on the amount on the base prices for the items under the Provisional Sums to cover his overheads and profits | % | 0.1 | A429.6 | Contractor to quote ONLY for his percentage markup on the amount on the base prices for the items under the Provisional Sums to cover his overheads and profits | % | 0.1 | A429.6 | Contractor to quote ONLY for his percentage markup on the amount on the base prices for the items under the Provisional Sums to cover his overheads and profits | % | 0.1 | A429.6 | Contractor to quote ONLY for his percentage markup on the amount on the base prices for the items under the Provisional Sums to cover his overheads and profits | % | 0.1 | A429.6 | Contractor to quote ONLY for his percentage markup on the amount on the base prices for the items under the Provisional Sums to cover his overheads and profits | % | 0.1 | A429.6 | Contractor to quote ONLY for his percentage markup on the amount on the base prices for the items under the Provisional Sums to cover his overheads and profits | % | 0.1 | A429.6 | Contractor to quote ONLY for his percentage markup on the amount on the base prices for the items under the Provisional Sums to cover his overheads and profits | % | 0.1 | A429.6 | Contractor to quote ONLY for his percentage markup on the amount on the base prices for the items under the Provisional Sums to cover his overheads and profits | % | 0.1 | A429.6 | Contractor to quote ONLY for his percentage markup on the amount on the base prices for the items under the Provisional Sums to cover his overheads and profits | % | 0.1 | A429.6 | Contractor to quote ONLY for his percentage markup on the amount on the base prices for the items under the Provisional Sums to cover his overheads and profits | % | 0.1 | A429.6 | Contractor to quote ONLY for his percentage markup on the amount on the base prices for the items under the Provisional Sums to cover his overheads and profits | % | 0.1 | A429.6 | Contractor to quote ONLY for his percentage markup on the amount on the base prices for the items under the Provisional Sums to cover his overheads and profits | % | 0.1 | A429.6 | Contractor to quote ONLY for his percentage markup on the amount on the base prices for the items under the Provisional Sums to cover his overheads and profits | % | 0.1 | A429.6 | Contractor to quote ONLY for his percentage markup on the amount on the base prices for the items under the Provisional Sums to cover his overheads and profits | % | 0.1 | A429.6 | Contractor to quote ONLY for his percentage markup on the amount on the base prices for the items under the Provisional Sums to cover his overheads and profits | % | 0.1 | A429.6 | Contractor to quote ONLY for his percentage markup on the amount on the base prices for the items under the Provisional Sums to cover his overheads and profits | % | 0.1 | A429.6 | Contractor to quote ONLY for his percentage markup on the amount on the base prices for the items under the Provisional Sums to cover his overheads and profits | % | 0.1 | A429.6 | Contractor to quote ONLY for his percentage markup on the amount on the base prices for the items under the Provisional Sums to cover his overheads and profits | % | 0.1 | A429.6 | Contractor to quote ONLY for his percentage markup on the amount on the base prices for the items under the Provisional Sums to cover his overheads and profits | % | 0.1 | A429.6 | Contractor to quote ONLY for his percentage markup on the amount on the base prices for the items under the Provisional Sums to cover his overheads and profits | % | 0.1 | A429.6 | Contractor to quote ONLY for his percentage markup on the amount on the base prices for the items under the Provisional Sums to cover his overheads and profits | % | 0.1 | A429.6 | Contractor to quote ONLY for his percentage markup on the amount on the base prices for the items under the Provisional Sums to cover his overheads and profits | % | 0.1 | A429.6 | Contractor to quote ONLY for his percentage markup on the amount on the base prices for the items under the Provisional Sums to cover his overheads and profits | % | 0.1 | A429.6 | Contractor to quote ONLY for his percentage markup on the amount on the base prices for the items under the Provisional Sums to cover his overheads and profits | % | 0.1 | A429.6 | Contractor to quote ONLY for his percentage markup on the amount on the base prices for the items under the Provisional Sums to cover his overheads and profits | % | 0.1 | A429.6 | Contractor to quote ONLY for his percentage markup on the amount on the base prices for the items under the Provisional Sums to cover his overheads and profits | % | 0.1 | A429.6 | Contractor to quote ONLY for his percentage markup on the amount on the base prices for the items under the Provisional Sums to cover his overheads and profits | % | 0.1 | A429.6 | Contractor to quote ONLY for his percentage markup on the amount on the base prices for the items under the Provisional Sums to cover his overheads and profits | % | 0.1 | A429.6 | Contractor to quote ONLY for his percentage markup on the amount on the base prices for the items under the Provisional Sums to cover his overheads and profits | % | 0.1 | A429.6 | Contractor to quote ONLY for his percentage markup on the amount on the base prices for the items under the Provisional Sums to cover his overheads and profits | % | 0.1 | A429.6 | Contractor to quote ONLY for his percentage markup on the amount on the base prices for the items under the Provisional Sums to cover his overheads and profits | % | 0.1 | A429.6 | Contractor to quote ONLY for his percentage markup on the amount on the base prices for the items under the Provisional Sums to cover his overheads and profits | % | 0.1 | A429.6 | Contractor to quote ONLY for his percentage markup on the amount on the base prices for the items under the Provisional Sums to cover his overheads and profits | % | 0.1 | A429.6 | Contractor to quote ONLY for his percentage markup on the amount on the base prices for the items under the Provisional Sums to cover his overheads and profits | % | 0.1 | A429.6 | Contractor to quote ONLY for his percentage markup on the amount on the base prices for the items under the Provisional Sums to cover his overheads and profits | % | 0.1 | A429.6 | Contractor to quote ONLY for his percentage markup on the amount on the base prices for the items under the Provisional Sums to cover his overheads and profits | % | 0.1 | A429.6 | Contractor to quote ONLY for his percentage markup on the amount on the base prices for the items under the Provisional Sums to cover his overheads and profits | % | 0.1 | A429.6 | Contractor to quote ONLY for his percentage markup on the amount on the base prices for the items under the Provisional Sums to cover his overheads and profits | % | 0.1 | A429.6 | Contractor to quote ONLY for his percentage markup on the amount on the base prices for the items under the Provisional Sums to cover his overheads and profits | % | 0.1 | A429.6 | Contractor to quote ONLY for his percentage markup on the amount on the base prices for the items under the Provisional Sums to cover his overheads and profits | % | 0.1 | A429.6 | Contractor to quote ONLY for his percentage markup on the amount on the base prices for the items under the Provisional Sums to cover his overheads and profits | % | 0.1 | A429.6 | Contractor to quote ONLY for his percentage markup on the amount on the base prices for the items under the Provisional Sums to cover his overheads and profits | % | 0.1 | A429.6 | Contractor to quote ONLY for his percentage markup on the amount on the base prices for the items under the Provisional Sums to cover his overheads and profits | % | 0.1 | A429.6 | Contractor to quote ONLY for his percentage markup on the amount on the base prices for the items under the Provisional Sums to cover his overheads and profits | % | 0.1 | A429.6 | Contractor to quote ONLY for his percentage markup on the amount on the base prices for the items under the Provisional Sums to cover his overheads and profits | % | 0.1 | A429.6 | Contractor to quote ONLY for his percentage markup on the amount on the base prices for the items under the Provisional Sums to cover his overheads and profits | % | 0.1 | A429.6 | Contractor to quote ONLY for his percentage markup on the amount on the base prices for the items under the Provisional Sums to cover his overheads and profits | % | 0.1 | A429.6 | Contractor to quote ONLY for his percentage markup on the amount on the base prices for the items under the Provisional Sums to cover his overheads and profits | % | 0.1 | A429.6 | Contractor to quote ONLY for his percentage markup on the amount on the base prices for the items under the Provisional Sums to cover his overheads and profits | % | 0.1 | A429.6 | Contractor to quote ONLY for his percentage markup on the amount on the base prices for the items under the Provisional Sums to cover his overheads and profits | % | 0.1 | A429.6 | Contractor to quote ONLY for his percentage markup on the amount on the base prices for the items under the Provisional Sums to cover his overheads and profits | % | 0.1 | A429.6 | Contractor to quote ONLY for his percentage markup on the amount on the base prices for the items under the Provisional Sums to cover his overheads and profits | % | 0.1 | A429.6 | Contractor to quote ONLY for his percentage markup on the amount on the base prices for the items under the Provisional Sums to cover his overheads and profits | % | 0.1 | A429.6 | Contractor to quote ONLY for his percentage markup on the amount on the base prices for the items under the Provisional Sums to cover his overheads and profits | % | 0.1 | A429.6 | Contractor to quote ONLY for his percentage markup on the amount on the base prices for the items under the Provisional Sums to cover his overheads and profits | % | 0.1 | A429.6 | Contractor to quote ONLY for his percentage markup on the amount on the base prices for the items under the Provisional Sums to cover his overheads and profits | % | 0.1 | A429.6 | Contractor to quote ONLY for his percentage markup on the amount on the base prices for the items under the Provisional Sums to cover his overheads and profits | % | 0.1 | A429.6 | Contractor to quote ONLY for his percentage markup on the amount on the base prices for the items under the Provisional Sums to cover his overheads and profits | % | 0.1 | A429.6 | Contractor to quote ONLY for his percentage markup on the amount on the base prices for the items under the Provisional Sums to cover his overheads and profits | % | 0.1 | A429.6 | Contractor to quote ONLY for his percentage markup on the amount on the base prices for the items under the Provisional Sums to cover his overheads and profits | % | 0.1 | A429.6 | Contractor to quote ONLY for his percentage markup on the amount on the base prices for the items under the Provisional Sums to cover his overheads and profits | % | 0.1 | A429.6 | Contractor to quote ONLY for his percentage markup on the amount on the base prices for the items under the Provisional Sums to cover his overheads and profits | % | 0.1 | A429.6 | Contractor to quote ONLY for his percentage markup on the amount on the base prices for the items under the Provisional Sums to cover his overheads and profits | % | 0.1 | A429.6 | Contractor to quote ONLY for his percentage markup on the amount on the base prices for the items under the Provisional Sums to cover his overheads and profits | % | 0.1 | A429.6 | Contractor to quote ONLY for his percentage markup on the amount on the base prices for the items under the Provisional Sums to cover his overheads and profits | % | 0.1 | A429.6 | Contractor to quote ONLY for his percentage markup on the amount on the base prices for the items under the Provisional Sums to cover his overheads and profits | % | 0.1 | A429.6 | Contractor to quote ONLY for his percentage markup on the amount on the base prices for the items under the Provisional Sums to cover his overheads and profits | % | 0.1 | A429.6 | Contractor to quote ONLY for his percentage markup on the amount on the base prices for the items under the Provisional Sums to cover his overheads and profits | % | 0.1 | A429.6 | Contractor to quote ONLY for his percentage markup on the amount on the base prices for the items under the Provisional Sums to cover his overheads and profits | % | 0.1 | A429.6 | Contractor to quote ONLY for his percentage markup on the amount on the base prices for the items under the Provisional Sums to cover his overheads and profits | % | 0.1 | A429.6 | Contractor to quote ONLY for his percentage markup on the amount on the base prices for the items under the Provisional Sums to cover his overheads and profits | % | 0.1 | A429.6 | Contractor to quote ONLY for his percentage markup on the amount on the base prices for the items under the Provisional Sums to cover his overheads and profits | % | 0.1 | A429.6 | Contractor to quote ONLY for his percentage markup on the amount on the base prices for the items under the Provisional Sums to cover his overheads and profits | % | 0.1 | A429.6 | Contractor to quote ONLY for his percentage markup on the amount on the base prices for the items under the Provisional Sums to cover his overheads and profits | % | 0.1 | A429.6 | Contractor to quote ONLY for his percentage markup on the amount on the base prices for the items under the Provisional Sums to cover his overheads and profits | % | 0.1 | A429.6 | Contractor to quote ONLY for his percentage markup on the amount on the base prices for the items under the Provisional Sums to cover his overheads and profits | % | 0.1 | A429.6 | Contractor to quote ONLY for his percentage markup on the amount on the base prices for the items under the Provisional Sums to cover his overheads and profits | % | 0.1 | A429.6 | Contractor to quote ONLY for his percentage markup on the amount on the base prices for the items under the Provisional Sums to cover his overheads and profits | % | 0.1 | A429.6 | Contractor to quote ONLY for his percentage markup on the amount on the base prices for the items under the Provisional Sums to cover his overheads and profits | % | 0.1 | A429.6 | Contractor to quote ONLY for his percentage markup on the amount on the base prices for the items under the Provisional Sums to cover his overheads and profits | % | 0.1 | A429.6 | Contractor to quote ONLY for his percentage markup on the amount on the base prices for the items under the Provisional Sums to cover his overheads and profits | % | 0.1 | A429.6 | Contractor to quote ONLY for his percentage markup on the amount on the base prices for the items under the Provisional Sums to cover his overheads and profits | % | 0.1 | A429.6 | Contractor to quote ONLY for his percentage markup on the amount on the base prices for the items under the Provisional Sums to cover his overheads and profits | % | 0.1 | A429.6 | Contractor to quote ONLY for his percentage markup on the amount on the base prices for the items under the Provisional Sums to cover his overheads and profits | % | 0.1 | A429.6 | Contractor to quote ONLY for his percentage markup on the amount on the base prices for the items under the Provisional Sums to cover his overheads and profits | % | 0.1 | A429.6 | Contractor to quote ONLY for his percentage markup on the amount on the base prices for the items under the Provisional Sums to cover his overheads and profits | % | 0.1 | A429.6 | Contractor to quote ONLY for his percentage markup on the amount on the base prices for the items under the Provisional Sums to cover his overheads and profits | % | 0.1 | A429.6 | Contractor to quote ONLY for his percentage markup on the amount on the base prices for the items under the Provisional Sums to cover his overheads and profits | % | 0.1 | A429.6 | Contractor to quote ONLY for his percentage markup on the amount on the base prices for the items under the Provisional Sums to cover his overheads and profits | % | 0.1 | A429.6 | Contractor to quote ONLY for his percentage markup on the amount on the base prices for the items under the Provisional Sums to cover his overheads and profits | % | 0.1 | A429.6 | Contractor to quote ONLY for his percentage markup on the amount on the base prices for the items under the Provisional Sums to cover his overheads and profits | % | 0.1 | A429.6 | Contractor to quote ONLY for his percentage markup on the amount on the base prices for the items under the Provisional Sums to cover his overheads and profits | % | 0.1 | A429.6 | Contractor to quote ONLY for his percentage markup on the amount on the base prices for the items under the Provisional Sums to cover his overheads and profits | % | 0.1 | A429.6 | Contractor to quote ONLY for his percentage markup on the amount on the base prices for the items under the Provisional Sums to cover his overheads and profits | % | 0.1 | A429.6 | Contractor to quote ONLY for his percentage markup on the amount on the base prices for the items under the Provisional Sums to cover his overheads and profits | % | 0.1 | A429.6 | Contractor to quote ONLY for his percentage markup on the amount on the base prices for the items under the Provisional Sums to cover his overheads and profits | % | 0.1 | A429.6 | Contractor to quote ONLY for his percentage markup on the amount on the base prices for the items under the Provisional Sums to cover his overheads and profits | % | 0.1 | A429.6 | Contractor to quote ONLY for his percentage markup on the amount on the base prices for the items under the Provisional Sums to cover his overheads and profits | % | 0.1 | A429.6 | Contractor to quote ONLY for his percentage markup on the amount on the base prices for the items under the Provisional Sums to cover his overheads and profits | % | 0.1 | A429.6 | Contractor to quote ONLY for his percentage markup on the amount on the base prices for the items under the Provisional Sums to cover his overheads and profits | % | 0.1 | A429.6 | Contractor to quote ONLY for his percentage markup on the amount on the base prices for the items under the Provisional Sums to cover his overheads and profits | % | 0.1 | A429.6 | Contractor to quote ONLY for his percentage markup on the amount on the base prices for the items under the Provisional Sums to cover his overheads and profits | % | 0.1 | A429.6 | Contractor to quote ONLY for his percentage markup on the amount on the base prices for the items under the Provisional Sums to cover his overheads and profits | % | 0.1 | A429.6 | Contractor to quote ONLY for his percentage markup on the amount on the base prices for the items under the Provisional Sums to cover his overheads and profits | % | 0.1 | A429.6 | Contractor to quote ONLY for his percentage markup on the amount on the base prices for the items under the Provisional Sums to cover his overheads and profits | % | 0.1 | A429.6 | Contractor to quote ONLY for his percentage markup on the amount on the base prices for the items under the Provisional Sums to cover his overheads and profits | % | 0.1 | A429.6 | Contractor to quote ONLY for his percentage markup on the amount on the base prices for the items under the Provisional Sums to cover his overheads and profits | % | 0.1 | A429.6 | Contractor to quote ONLY for his percentage markup on the amount on the base prices for the items under the Provisional Sums to cover his overheads and profits | % | 0.1 | A429.6 | Contractor to quote ONLY for his percentage markup on the amount on the base prices for the items under the Provisional Sums to cover his overheads and profits | % | 0.1 | A429.6 | Contractor to quote ONLY for his percentage markup on the amount on the base prices for the items under the Provisional Sums to cover his overheads and profits | % | 0.1 | A429.6 | Contractor to quote ONLY for his percentage markup on the amount on the base prices for the items under the Provisional Sums to cover his overheads and profits | % | 0.1 | A429.6 | Contractor to quote ONLY for his percentage markup on the amount on the base prices for the items under the Provisional Sums to cover his overheads and profits | % | 0.1 | A429.6 | Contractor to quote ONLY for his percentage markup on the amount on the base prices for the items under the Provisional Sums to cover his overheads and profits | % | 0.1 | A429.6 | Contractor to quote ONLY for his percentage markup on the amount on the base prices for the items under the Provisional Sums to cover his overheads and profits | % | 0.1 | A429.6 | Contractor to quote ONLY for his percentage markup on the amount on the base prices for the items under the Provisional Sums to cover his overheads and profits | % | 0.1 | A429.6 | Contractor to quote ONLY for his percentage markup on the amount on the base prices for the items under the Provisional Sums to cover his overheads and profits | % | 0.1 | A429.6 | Contractor to quote ONLY for his percentage markup on the amount on the base prices for the items under the Provisional Sums to cover his overheads and profits | % | 0.1 | A429.6 | Contractor to quote ONLY for his percentage markup on the amount on the base prices for the items under the Provisional Sums to cover his overheads and profits | % | 0.1 | A429.6 | Contractor to quote ONLY for his percentage markup on the amount on the base prices for the items under the Provisional Sums to cover his overheads and profits | % | 0.1 | A429.6 | Contractor to quote ONLY for his percentage markup on the amount on the base prices for the items under the Provisional Sums to cover his overheads and profits | % | 0.1 | A429.6 | Contractor to quote ONLY for his percentage markup on the amount on the base prices for the items under the Provisional Sums to cover his overheads and profits | % | 0.1 | A429.6 | Contractor to quote ONLY for his percentage markup on the amount on the base prices for the items under the Provisional Sums to cover his overheads and profits | % | 0.1 | A429.6 | Contractor to quote ONLY for his percentage markup on the amount on the base prices for the items under the Provisional Sums to cover his overheads and profits | % | 0.1 | A429.6 | Contractor to quote ONLY for his percentage markup on the amount on the base prices for the items under the Provisional Sums to cover his overheads and profits | % | 0.1 | A429.6 | Contractor to quote ONLY for his percentage markup on the amount on the base prices for the items under the Provisional Sums to cover his overheads and profits | % | 0.1 | A429.6 | Contractor to quote ONLY for his percentage markup on the amount on the base prices for the items under the Provisional Sums to cover his overheads and profits | % | 0.1 | A429.6 | Contractor to quote ONLY for his percentage markup on the amount on the base prices for the items under the Provisional Sums to cover his overheads and profits | % | 0.1 | A429.6 | Contractor to quote ONLY for his percentage markup on the amount on the base prices for the items under the Provisional Sums to cover his overheads and profits | % | 0.1 | A429.6 | Contractor to quote ONLY for his percentage markup on the amount on the base prices for the items under the Provisional Sums to cover his overheads and profits | % | 0.1 | A429.6 | Contractor to quote ONLY for his percentage markup on the amount on the base prices for the items under the Provisional Sums to cover his overheads and profits | % | 0.1 | A429.6 | Contractor to quote ONLY for his percentage markup on the amount on the base prices for the items under the Provisional Sums to cover his overheads and profits | % | 0.1 | A429.6 | Contractor to quote ONLY for his percentage markup on the amount on the base prices for the items under the Provisional Sums to cover his overheads and profits | % | 0.1 | A429.6 | Contractor to quote ONLY for his percentage markup on the amount on the base prices for the items under the Provisional Sums to cover his overheads and profits | % | 0.1 | A429.6 | Contractor to quote ONLY for his percentage markup on the amount on the base prices for the items under the Provisional Sums to cover his overheads and profits | % | 0.1 | A429.6 | Contractor to quote ONLY for his percentage markup on the amount on the base prices for the items under the Provisional Sums to cover his overheads and profits | % | 0.1 | A429.6 | Contractor to quote ONLY for his percentage markup on the amount on the base prices for the items under the Provisional Sums to cover his overheads and profits | % | 0.1 | A429.6 | Contractor to quote ONLY for his percentage markup on the amount on the base prices for the items under the Provisional Sums to cover his overheads and profits | % | 0.1 | A429.6 | Contractor to quote ONLY for his percentage markup on the amount on the base prices for the items under the Provisional Sums to cover his overheads and profits | % | 0.1 | A429.6 | Contractor to quote ONLY for his percentage markup on the amount on the base prices for the items under the Provisional Sums to cover his overheads and profits | % | 0.1 | A429.6 | Contractor to quote ONLY for his percentage markup on the amount on the base prices for the items under the Provisional Sums to cover his overheads and profits | % | 0.1 | A429.6 | Contractor to quote ONLY for his percentage markup on the amount on the base prices for the items under the Provisional Sums to cover his overheads and profits | % | 0.1 | A429.6 | Contractor to quote ONLY for his percentage markup on the amount on the base prices for the items under the Provisional Sums to cover his overheads and profits | % | 0.1 | A429.6 | Contractor to quote ONLY for his percentage markup on the amount on the base prices for the items under the Provisional Sums to cover his overheads and profits | % | 0.1 | A429.6 | Contractor to quote ONLY for his percentage markup on the amount on the base prices for the items under the Provisional Sums to cover his overheads and profits | % | 0.1 | A429.6 | Contractor to quote ONLY for his percentage markup on the amount on the base prices for the items under the Provisional Sums to cover his overheads and profits | % | 0.1 | A429.6 | Contractor to quote ONLY for his percentage markup on the amount on the base prices for the items under the Provisional Sums to cover his overheads and profits | % | 0.1 | A429.6 | Contractor to quote ONLY for his percentage markup on the amount on the base prices for the items under the Provisional Sums to cover his overheads and profits | % | 0.1 | A429.6 | Contractor to quote ONLY for his percentage markup on the amount on the base prices for the items under the Provisional Sums to cover his overheads and profits | % | 0.1 | A429.6 | Contractor to quote ONLY for his percentage markup on the amount on the base prices for the items under the Provisional Sums to cover his overheads and profits | % | 0.1 | A429.6 | Contractor to quote ONLY for his percentage markup on the amount on the base prices for the items under the Provisional Sums to cover his overheads and profits | % | 0.1 | A429.6 | Contractor to quote ONLY for his percentage markup on the amount on the base prices for the items under the Provisional Sums to cover his overheads and profits | % | 0.1 | A429.6 | Contractor to quote ONLY for his percentage markup on the amount on the base prices for the items under the Provisional Sums to cover his overheads and profits | % | 0.1 | A429.6 | Contractor to quote ONLY for his percentage markup on the amount on the base prices for the items under the Provisional Sums to cover his overheads and profits | % | 0.1 | A429.6 | Contractor to quote ONLY for his percentage markup on the amount on the base prices for the items under the Provisional Sums to cover his overheads and profits | % | 0.1 | A429.6 | Contractor to quote ONLY for his percentage markup on the amount on the base prices for the items under the Provisional Sums to cover his overheads and profits | % | 0.1 | A429.6 | Contractor to quote ONLY for his percentage markup on the amount on the base prices for the items under the Provisional Sums to cover his overheads and profits | % | 0.1 | A429.6 | Contractor to quote ONLY for his percentage markup on the amount on the base prices for the items under the Provisional Sums to cover his overheads and profits | % | 0.1 | A429.6 | Contractor to quote ONLY for his percentage markup on the amount on the base prices for the items under the Provisional Sums to cover his overheads and profits | % | 0.1 | A429.6 | Contractor to quote ONLY for his percentage markup on the amount on the base prices for the items under the Provisional Sums to cover his overheads and profits | % | 0.1 | A429.6 | Contractor to quote ONLY for his percentage markup on the amount on the base prices for the items under the Provisional Sums to cover his overheads and profits | % | 0.1 | A429.6 | Contractor to quote ONLY for his percentage markup on the amount on the base prices for the items under the Provisional Sums to cover his overheads and profits | % | 0.1 | A429.6 | Contractor to quote ONLY for his percentage markup on the amount on the base prices for the items under the Provisional Sums to cover his overheads and profits | % | 0.1 | A429.6 | Contractor to quote ONLY for his percentage markup on the amount on the base prices for the items under the Provisional Sums to cover his overheads and profits | % | 0.1 | A429.6 | Contractor to quote ONLY for his percentage markup on the amount on the base prices for the items under the Provisional Sums to cover his overheads and profits | % | 0.1 | A429.6 | Contractor to quote ONLY for his percentage markup on the amount on the base prices for the items under the Provisional Sums to cover his overheads and profits | % | 0.1 | A429.6 | Contractor to quote ONLY for his percentage markup on the amount on the base prices for the items under the Provisional Sums to cover his overheads and profits | % | 0.1 | A429.6 | Contractor to quote ONLY for his percentage markup on the amount on the base prices for the items under the Provisional Sums to cover his overheads and profits | % | 0.1 | A429.6 | Contractor to quote ONLY for his percentage markup on the amount on the base prices for the items under the Provisional Sums to cover his overheads and profits | % | 0.1 | A429.6 | Contractor to quote ONLY for his percentage markup on the amount on the base prices for the items under the Provisional Sums to cover his overheads and profits | % | 0.1 | A429.6 | Contractor to quote ONLY for his percentage markup on the amount on the base prices for the items under the Provisional Sums to cover his overheads and profits | % | 0.1 | A429.6 | Contractor to quote ONLY for his percentage markup on the amount on the base prices for the items under the Provisional Sums to cover his overheads and profits | % | 0.1 | A429.6 | Contractor to quote ONLY for his percentage markup on the amount on the base prices for the items under the Provisional Sums to cover his overheads and profits | % | 0.1 | A429.6 | Contractor to quote ONLY for his percentage markup on the amount on the base prices for the items under the Provisional Sums to cover his overheads and profits | % | 0.1 | A429.6 | Contractor to quote ONLY for his percentage markup on the amount on the base prices for the items under the Provisional Sums to cover his overheads and profits | % | 0.1 | A429.6 | Contractor to quote ONLY for his percentage markup on the amount on the base prices for the items under the Provisional Sums to cover his overheads and profits | % | 0.1 | A429.6 | Contractor to quote ONLY for his percentage markup on the amount on the base prices for the items under the Provisional Sums to cover his overheads and profits | % | 0.1 | A429.6 | Contractor to quote ONLY for his percentage markup on the amount on the base prices for the items under the Provisional Sums to cover his overheads and profits | % | 0.1 | A429.6 | Contractor to quote ONLY for his percentage markup on the amount on the base prices for the items under the Provisional Sums to cover his overheads and profits | % | 0.1 | A429.6 | Contractor to quote ONLY for his percentage markup on the amount on the base prices for the items under the Provisional Sums to cover his overheads and profits | % | 0.1 | A429.6 | Contractor to quote ONLY for his percentage markup on the amount on the base prices for the items under the Provisional Sums to cover his overheads and profits | % | 0.1 | A429.6 | Contractor to quote ONLY for his percentage markup on the amount on the base prices for the items under the Provisional Sums to cover his overheads and profits | % | 0.1 | A429.6 | Contractor to quote ONLY for his percentage markup on the amount on the base prices for the items under the Provisional Sums to cover his overheads and profits | % | 0.1 | A429.6 | Contractor to quote ONLY for his percentage markup on the amount on the base prices for the items under the Provisional Sums to cover his overheads and profits | % | 0.1 | A429.6 | Contractor to quote ONLY for his percentage markup on the amount on the base prices for the items under the Provisional Sums to cover his overheads and profits | % | 0.1 | A429.6 | Contractor to quote ONLY for his percentage markup on the amount on the base prices for the items under the Provisional Sums to cover his overheads and profits | % | 0.1 | A429.6 | Contractor to quote ONLY for his percentage markup on the amount on the base prices for the items under the Provisional Sums to cover his overheads and profits | % | 0.1 | A429.6 | Contractor to quote ONLY for his percentage markup on the amount on the base prices for the items under the Provisional Sums to cover his overheads and profits | % | 0.1 | A429.6 | Contractor to quote ONLY for his percentage markup on the amount on the base prices for the items under the Provisional Sums to cover his overheads and profits | % | 0.1 | A429.6 | Contractor to quote ONLY for his percentage markup on the amount on the base prices for the items under the Provisional Sums to cover his overheads and profits | % | 0.1 | A429.6 | Contractor to quote ONLY for his percentage markup on the amount on the base prices for the items under the Provisional Sums to cover his overheads and profits | % | 0.1 | A429.6 | Contractor to quote ONLY for his percentage markup on the amount on the base prices for the items under the Provisional Sums to cover his overheads and profits | % | 0.1 | A429.6 | Contractor to quote ONLY for his percentage markup on the amount on the base prices for the items under the Provisional Sums to cover his overheads and profits | % | 0.1 | A429.6 | Contractor to quote ONLY for his percentage markup on the amount on the base prices for the items under the Provisional Sums to cover his overheads and profits | % | 0.1 | A429.6 | Contractor to quote ONLY for his percentage markup on the amount on the base prices for the items under the Provisional Sums to cover his overheads and profits | % | 0.1 | A429.6 | Contractor to quote ONLY for his percentage markup on the amount on the base prices for the items under the Provisional Sums to cover his overheads and profits | % | 0.1 | A429.6 | Contractor to quote ONLY for his percentage markup on the amount on the base prices for the items under the Provisional Sums to cover his overheads and profits | % | 0.1 | A429.6 | Contractor to quote ONLY for his percentage markup on the amount on the base prices for the items under the Provisional Sums to cover his overheads and profits | % | 0.1 | A429.6 | Contractor to quote ONLY for his percentage markup on the amount on the base prices for the items under the Provisional Sums to cover his overheads and profits | % | 0.1 | A429.6 | Contractor to quote ONLY for his percentage markup on the amount on the base prices for the items under the Provisional Sums to cover his overheads and profits | % | 0.1 | A429.6 | Contractor to quote ONLY for his percentage markup on the amount on the base prices for the items under the Provisional Sums to cover his overheads and profits | % | 0.1 | A429.6 | Contractor to quote ONLY for his percentage markup on the amount on the base prices for the items under the Provisional Sums to cover his overheads and profits | % | 0.1 | A429.6 | Contractor to quote ONLY for his percentage markup on the amount on the base prices for the items under the Provisional Sums to cover his overheads and profits | % | 0.1 | A429.6 | Contractor to quote ONLY for his percentage markup on the amount on the base prices for the items under the Provisional Sums to cover his overheads and profits | % | 0.1 | A429.6 | Contractor to quote ONLY for his percentage markup on the amount on the base prices for the items under the Provisional Sums to cover his overheads and profits | % | 0.1 | A429.6 | Contractor to quote ONLY for his percentage markup on the amount on the base prices for the items under the Provisional Sums to cover his overheads and profits | % | 0.1 | A429.6 | Contractor to quote ONLY for his percentage markup on the amount on the base prices for the items under the Provisional Sums to cover his overheads and profits | % | 0.1 | A429.6 | Contractor to quote ONLY for his percentage markup on the amount on the base prices for the items under the Provisional Sums to cover his overheads and profits | % | 0.1 | A429.6 | Contractor to quote ONLY for his percentage markup on the amount on the base prices for the items under the Provisional Sums to cover his overheads and profits | % | 0.1 | A429.6 | Contractor to quote ONLY for his percentage markup on the amount on the base prices for the items under the Provisional Sums to cover his overheads and profits | % | 0.1 | A429.6 | Contractor to quote ONLY for his percentage markup on the amount on the base prices for the items under the Provisional Sums to cover his overheads and profits | % | 0.1 | A429.6 | Contractor to quote ONLY for his percentage markup on the amount on the base prices for the items under the Provisional Sums to cover his overheads and profits | % | 0.1 | A429.6 | Contractor to quote ONLY for his percentage markup on the amount on the base prices for the items under the Provisional Sums to cover his overheads and profits | % | 0.1 | A429.6 | Contractor to quote ONLY for his percentage markup on the amount on the base prices for the items under the Provisional Sums to cover his overheads and profits | % | 0.1 | A429.6 | Contractor to quote ONLY for his percentage markup on the amount on the base prices for the items under the Provisional Sums to cover his overheads and profits | % | 0.1 | A429.6 | Contractor to quote ONLY for his percentage markup on the amount on the base prices for the items under the Provisional Sums to cover his overheads and profits | % | 0.1 | A429.6 | Contractor to quote ONLY for his percentage markup on the amount on the base prices for the items under the Provisional Sums to cover his overheads and profits | % | 0.1 | A429.6 | Contractor to quote ONLY for his percentage markup on the amount on the base prices for the items under the Provisional Sums to cover his overheads and profits | % | 0.1 | A429.6 | Contractor to quote ONLY for his percentage markup on the amount on the base prices for the items under the Provisional Sums to cover his overheads and profits | % | 0.1 | A429.6 | Contractor to quote ONLY for his percentage markup on the amount on the base prices for the items under the Provisional Sums to cover his overheads and profits | % | 0.1 | A429.6 | Contractor to quote ONLY for his percentage markup on the amount on the base prices for the items under the Provisional Sums to cover his overheads and profits | % | 0.1 | A429.6 | Contractor to quote ONLY for his percentage markup on the amount on the base prices for the items under the Provisional Sums to cover his overheads and profits | % | 0.1 | A429.6 | Contractor to quote ONLY for his percentage markup on the amount on the base prices for the items under the Provisional Sums to cover his overheads and profits | % | 0.1 | A429.6 | Contractor to quote ONLY for his percentage markup on the amount on the base prices for the items under the Provisional Sums to cover his overheads and profits | % | 0.1 | A429.6 | Contractor to quote ONLY for his percentage markup on the amount on the base prices for the items under the Provisional Sums to cover his overheads and profits | % | 0.1 | A429.6 | Contractor to quote ONLY for his percentage markup on the amount on the base prices for the items under the Provisional Sums to cover his overheads and profits | % | 0.1 | A429.6 | Contractor to quote ONLY for his percentage markup on the amount on the base prices for the items under the Provisional Sums to cover his overheads and profits | % | 0.1 | A429.6 | Contractor to quote ONLY for his percentage markup on the amount on the base prices for the items under the Provisional Sums to cover his overheads and profits | % | 0.1 | A429.6 | Contractor to quote ONLY for his percentage markup on the amount on the base prices for the items under the Provisional Sums to cover his overheads and profits | % | 0.1 | A429.6 | Contractor to quote ONLY for his percentage markup on the amount on the base prices for the items under the Provisional Sums to cover his overheads and profits | % | 0.1 | A429.6 | Contractor to quote ONLY for his percentage markup on the amount on the base prices for the items under the Provisional Sums to cover his overheads and profits | % | 0.1 | A429.6 | Contractor to quote ONLY for his percentage markup on the amount on the base prices for the items under the Provisional Sums to cover his overheads and profits | % | 0.1 | A429.6 | Contractor to quote ONLY for his percentage markup on the amount on the base prices for the items under the Provisional Sums to cover his overheads and profits | % | 0.1 | A429.6 | Contractor to quote ONLY for his percentage markup on the amount on the base prices for the items under the Provisional Sums to cover his overheads and profits | % | 0.1 | A429.6 | Contractor to quote ONLY for his percentage markup on the amount on the base prices for the items under the Provisional Sums to cover his overheads and profits | % | 0.1 | A429.6 | Contractor to quote ONLY for his percentage markup on the amount on the base prices for the items under the Provisional Sums to cover his overheads and profits | % | 0.1 | A429.6 | Contractor to quote ONLY for his percentage markup on the amount on the base prices for the items under the Provisional Sums to cover his overheads and profits | % | 0.1 | A429.6 | Contractor to quote ONLY for his percentage markup on the amount on the base prices for the items under the Provisional Sums to cover his overheads and profits | % | 0.1 | A429.6 | Contractor to quote ONLY for his percentage markup on the amount on the base prices for the items under the Provisional Sums to cover his overheads and profits | % | 0.1 | A429.6 | Contractor to quote ONLY for his percentage markup on the amount on the base prices for the items under the Provisional Sums to cover his overheads and profits | % | 0.1 | A429.6 | Contractor to quote ONLY for his percentage markup on the amount on the base prices for the items under the Provisional Sums to cover his overheads and profits | % | 0.1 | A429.6 | Contractor to quote ONLY for his percentage markup on the amount on the base prices for the items under the Provisional Sums to cover his overheads and profits | % | 0.1 | A429.6 | Contractor to quote ONLY for his percentage markup on the amount on the base prices for the items under the Provisional Sums to cover his overheads and profits | % | 0.1 | A429.6 | Contractor to quote ONLY for his percentage markup on the amount on the base prices for the items under the Provisional Sums to cover his overheads and profits | % | 0.1 | A429.6 | Contractor to quote ONLY for his percentage markup on the amount on the base prices for the items under the Provisional Sums to cover his overheads and profits | % | 0.1 | A429.6 | Contractor to quote ONLY for his percentage markup on the amount on the base prices for the items under the Provisional Sums to cover his overheads and profits | % | 0.1 | A429.6 | Contractor to quote ONLY for his percentage markup on the amount on the base prices for the items under the Provisional Sums to cover his overheads and profits | % | 0.1 | A429.6 | Contractor to quote ONLY for his percentage markup on the amount on the base prices for the items under the Provisional Sums to cover his overheads and profits | % | 0.1 | A429.6 | Contractor to quote ONLY for his percentage markup on the amount on the base prices for the items under the Provisional Sums to cover his overheads and profits | % | 0.1 | A429.6 | Contractor to quote ONLY for his percentage markup on the amount on the base prices for the items under the Provisional Sums to cover his overheads and profits | % | 0.1 | A429.6 | Contractor to quote ONLY for his percentage markup on the amount on the base prices for the items under the Provisional Sums to cover his overheads and profits | % | 0.1 | A429.6 | Contractor to quote ONLY for his percentage markup on the amount on the base prices for the items under the Provisional Sums to cover his overheads and profits | % | 0.1 | A429.6 | Contractor to quote ONLY for his percentage markup on the amount on the base prices for the items under the Provisional Sums to cover his overheads and profits | % | 0.1 | A429.6 | Contractor to quote ONLY for his percentage markup on the amount on the base prices for the items under the Provisional Sums to cover his overheads and profits | % | 0.1 | A429.6 | Contractor to quote ONLY for his percentage markup on the amount on the base prices for the items under the Provisional Sums to cover his overheads and profits | % | 0.1 | A429.6 | Contractor to quote ONLY for his percentage markup on the amount on the base prices for the items under the Provisional Sums to cover his overheads and profits | % | 0.1 | A429.6 | Contractor to quote ONLY for his percentage markup on the amount on the base prices for the items under the Provisional Sums to cover his overheads and profits | % | 0.1 | A429.6 | Contractor to quote ONLY for his percentage markup on the amount on the base prices for the items under the Provisional Sums to cover his overheads and profits | % | 0.1 | A429.6 | Contractor to quote ONLY for his percentage markup on the amount on the base prices for the items under the Provisional Sums to cover his overheads and profits | % | 0.1 | A429.6 | Contractor to quote ONLY for his percentage markup on the amount on the base prices for the items under the Provisional Sums to cover his overheads and profits | % | 0.1 | A429.6 | Contractor to quote ONLY for his percentage markup on the amount on the base prices for the items under the Provisional Sums to cover his overheads and profits | % | 0.1 | A429.6 | Contractor to quote ONLY for his percentage markup on the amount on the base prices for the items under the Provisional Sums to cover his overheads and profits | % | 0.1 | A429.6 | Contractor to quote ONLY for his percentage markup on the amount on the base prices for the items under the Provisional Sums to cover his overheads and profits | % | 0.1 | A429.6 | Contractor to quote ONLY for his percentage markup on the amount on the base prices for the items under the Provisional Sums to cover his overheads and profits | % | 0.1 | A429.6 | Contractor to quote ONLY for his percentage markup on the amount on the base prices for the items under the Provisional Sums to cover his overheads and profits | % | 0.1 | A429.6 | Contractor to quote ONLY for his percentage markup on the amount on the base prices for the items under the Provisional Sums to cover his overheads and profits | % | 0.1 | A429.6 | Contractor to quote ONLY for his percentage markup on the amount on the base prices for the items under the Provisional Sums to cover his overheads and profits | % | 0.1 | A429.6 | Contractor to quote ONLY for his percentage markup on the amount on the base prices for the items under the Provisional Sums to cover his overheads and profits | % | 0.1 | A429.6 | Contractor to quote ONLY for his percentage markup on the amount on the base prices for the items under the Provisional Sums to cover his overheads and profits | % | 0.1 | A429.6 | Contractor to quote ONLY for his percentage markup on the amount on the base prices for the items under the Provisional Sums to cover his overheads and profits | % | 0.1 | A429.6 | Contractor to quote ONLY for his percentage markup on the amount on the base prices for the items under the Provisional Sums to cover his overheads and profits | % | 0.1 | A429.6 | Contractor to quote ONLY for his percentage markup on the amount on the base prices for the items under the Provisional Sums to cover his overheads and profits | % | 0.1 | A429.6 | Contractor to quote ONLY for his percentage markup on the amount on the base prices for the items under the Provisional Sums to cover his overheads and profits | % | 0.1 | A429.6 | Contractor to quote ONLY for his percentage markup on the amount on the base prices for the items under the Provisional Sums to cover his overheads and profits | % | 0.1 | A429.6 | Contractor to quote ONLY for his percentage markup on the amount on the base prices for the items under the Provisional Sums to cover his overheads and profits | % | 0.1 | A429.6 | Contractor to quote ONLY for his percentage markup on the amount on the base prices for the items under the Provisional Sums to cover his overheads and profits | % | 0.1 | A429.6 | Contractor to quote ONLY for his percentage markup on the amount on the base prices for the items under the Provisional Sums to cover his overheads and profits | % | 0.1 | A429.6 | Contractor to quote ONLY for his percentage markup on the amount on the base prices for the items under the Provisional Sums to cover his overheads and profits | % | 0.1 | A429.6 | Contractor to quote ONLY for his percentage markup on the amount on the base prices for the items under the Provisional Sums to cover his overheads and profits | % | 0.1 | A429.6 | Contractor to quote ONLY for his percentage markup on the amount on the base prices for the items under the Provisional Sums to cover his overheads and profits | % | 0.1 | A429.6 | Contractor to quote ONLY for his percentage markup on the amount on the base prices for the items under the Provisional Sums to cover his overheads and profits | % | 0.1 | A429.6 | Contractor to quote ONLY for his percentage markup on the amount on the base prices for the items under the Provisional Sums to cover his overheads and profits | % | 0.1 | A429.6 | Contractor to quote ONLY for his percentage markup on the amount on the base prices for the items under the Provisional Sums to cover his overheads and profits | % | 0.1 | A429.6 | Contractor to quote ONLY for his percentage markup on the amount on the base prices for the items under the Provisional Sums to cover his overheads and profits | % | 0.1 | A429.6 | Contractor to quote ONLY for his percentage markup on the amount on the base prices for the items under the Provisional Sums to cover his overheads and profits | % | 0.1 | A429.6 | Contractor to quote ONLY for his percentage markup on the amount on the base prices for the items under the Provisional Sums to cover his overheads and profits | % | 0.1 | A429.6 | Contractor to quote ONLY for his percentage markup on the amount on the base prices for the items under the Provisional Sums to cover his overheads and profits | % | 0.1 | A429.6 | Contractor to quote ONLY for his percentage markup on the amount on the base prices for the items under the Provisional Sums to cover his overheads and profits | % | 0.1 | A429.6 | Contractor to quote ONLY for his percentage markup on the amount on the base prices for the items under the Provisional Sums to cover his overheads and profits | % | 0.1 | A429.6 | Contractor to quote ONLY for his percentage markup on the amount on the base prices for the items under the Provisional Sums to cover his overheads and profits | % | 0.1 | A429.6 | Contractor to quote ONLY for his percentage markup on the amount on the base prices for the items under the Provisional Sums to cover his overheads and profits | % | 0.1 | A429.6 | Contractor to quote ONLY for his percentage markup on the amount on the base prices for the items under the Provisional Sums to cover his overheads and profits | % | 0.1 | A429.6 | Contractor to quote ONLY for his percentage markup on the amount on the base prices for the items under the Provisional Sums to cover his overheads and profits | % | 0.1 | A429.6 | Contractor to quote ONLY for his percentage markup on the amount on the base prices for the items under the Provisional Sums to cover his overheads and profits | % | 0.1 | A429.6 | Contractor to quote ONLY for his percentage markup on the amount on the base prices for the items under the Provisional Sums to cover his overheads and profits | % | 0.1 | A429.6 | Contractor to quote ONLY for his percentage markup on the amount on the base prices for the items under the Provisional Sums to cover his overheads and profits | % | 0.1 | A429.6 | Contractor to quote ONLY for his percentage markup on the amount on the base prices for the items under the Provisional Sums to cover his overheads and profits | % | 0.1 | A429.6 | Contractor to quote ONLY for his percentage markup on the amount on the base prices for the items under the Provisional Sums to cover his overheads and profits | % | 0.1 | A429.6 | Contractor to quote ONLY for his percentage markup on the amount on the base prices for the items under the Provisional Sums to cover his overheads and profits | % | 0.1 | A429.6 | Contractor to quote ONLY for his percentage markup on the amount on the base prices for the items under the Provisional Sums to cover his overheads and profits | % | 0.1 | A429.6 | Contractor to quote ONLY for his percentage markup on the amount on the base prices for the items under the Provisional Sums to cover his overheads and profits | % | 0.1 | A429.6 | Contractor to quote ONLY for his percentage markup on the amount on the base prices for the items under the Provisional Sums to cover his overheads and profits | % | 0.1 | A429.6 | Contractor to quote ONLY for his percentage markup on the amount on the base prices for the items under the Provisional Sums to cover his overheads and profits | % | 0.1 | A429.6 | Contractor to quote ONLY for his percentage markup on the amount on the base prices for the items under the Provisional Sums to cover his overheads and profits | % | 0.1 | A429.6 | Contractor to quote ONLY for his percentage markup on the amount on the base prices for the items under the Provisional Sums to cover his overheads and profits | % | 0.1 | A429.6 | Contractor to quote ONLY for his percentage markup on the amount on the base prices for the items under the Provisional Sums to cover his overheads and profits | % | 0.1 | A429.6 | Contractor to quote ONLY for his percentage markup on the amount on the base prices for the items under the Provisional Sums to cover his overheads and profits | % | 0.1 | A429.6 | Contractor to quote ONLY for his percentage markup on the amount on the base prices for the items under the Provisional Sums to cover his overheads and profits | % | 0.1 | A429.6 | Contractor to quote ONLY for his percentage markup on the amount on the base prices for the items under the Provisional Sums to cover his overheads and profits | % | 0.1 | A429.6 | Contractor to quote ONLY for his percentage markup on the amount on the base prices for the items under the Provisional Sums to cover his overheads and profits | % | 0.1 | A429.6 | Contractor to quote ONLY for his percentage markup on the amount on the base prices for the items under the Provisional Sums to cover his overheads and profits | % | 0.1 | A429.6 | Contractor to quote ONLY for his percentage markup on the amount on the base prices for the items under the Provisional Sums to cover his overheads and profits | % | 0.1 | A429.6 | Contractor to quote ONLY for his percentage markup on the amount on the base prices for the items under the Provisional Sums to cover his overheads and profits | % | 0.1 | A429.6 | Contractor to quote ONLY for his percentage markup on the amount on the base prices for the items under the Provisional Sums to cover his overheads and profits | % | 0.1 | A429.6 | Contractor to quote ONLY for his percentage markup on the amount on the base prices for the items under the Provisional Sums to cover his overheads and profits | % | 0.1 | A429.6 | Contractor to quote ONLY for his percentage markup on the amount on the base prices for the items under the Provisional Sums to cover his overheads and profits | % | 0.1 | A429.6 | Contractor to quote ONLY for his percentage markup on the amount on the base prices for the items under the Provisional Sums to cover his overheads and profits | % | 0.1 | A429.6 | Contractor to quote ONLY for his percentage markup on the amount on the base prices for the items under the Provisional Sums to cover his overheads and profits | % | 0.1 | A429.6 | Contractor to quote ONLY for his percentage markup on the amount on the base prices for the items under the Provisional Sums to cover his overheads and profits | % | 0.1 | A429.6 | Contractor to quote ONLY for his percentage markup on the amount on the base prices for the items under the Provisional Sums to cover his overheads and profits | % | 0.1 | A429.6 | Contractor to quote ONLY for his percentage markup on the amount on the base prices for the items under the Provisional Sums to cover his overheads and profits | % | 0.1 | A429.6 | Contractor to quote ONLY for his percentage markup on the amount on the base prices for the items under the Provisional Sums to cover his overheads and profits | % | 0.1 | A429.6 | Contractor to quote ONLY for his percentage markup on the amount on the base prices for the items under the Provisional Sums to cover his overheads and profits | % | 0.1 | A429.6 | Contractor to quote ONLY for his percentage markup on the amount on the base prices for the items under the Provisional Sums to cover his overheads and profits | % | 0.1 | A429.6 | Contractor to quote ONLY for his percentage markup on the amount on the base prices for the items under the Provisional Sums to cover his overheads and profits | % | 0.1 | A429.6 | Contractor to quote ONLY for his percentage markup on the amount on the base prices for the items under the Provisional Sums to cover his overheads and profits | % | 0.1 | A429.6 | Contractor to quote ONLY for his percentage markup on the amount on the base prices for the items under the Provisional Sums to cover his overheads and profits | % | 0.1 | A429.6 | Contractor to quote ONLY for his percentage markup on the amount on the base prices for the items under the Provisional Sums to cover his overheads and profits | % | 0.1 | A429.6 | Contractor to quote ONLY for his percentage markup on the amount on the base prices for the items under the Provisional Sums to cover his overheads and profits | % | 0.1 | A429.6 | Contractor to quote ONLY for his percentage markup on the amount on the base prices for the items under the Provisional Sums to cover his overheads and profits | % | 0.1 | A429.6 | Contractor to quote ONLY for his percentage markup on the amount on the base prices for the items under the Provisional Sums to cover his overheads and profits | % | 0.1 | A429.6 | Contractor to quote ONLY for his percentage markup on the amount on the base prices for the items under the Provisional Sums to cover his overheads and profits | % | 0.1 | A429.6 | Contractor to quote ONLY for his percentage markup on the amount on the base prices for the items under the Provisional Sums to cover his overheads and profits | % | 0.1 | A429.6 | Contractor to quote ONLY for his percentage markup on the amount on the base prices for the items under the Provisional Sums to cover his overheads and profits | % | 0.1 | A429.6 | Contractor to quote ONLY for his percentage markup on the amount on the base prices for the items under the Provisional Sums to cover his overheads and profits | % | 0.1 | A429.6 | Contractor to quote ONLY for his percentage markup on the amount on the base prices for the items under the Provisional Sums to cover his overheads and profits | % | 0.1 | A429.6 | Contractor to quote ONLY for his percentage markup on the amount on the base prices for the items under the Provisional Sums to cover his overheads and profits | % | 0.1 | A429.6 | Contractor to quote ONLY for his percentage markup on the amount on the base prices for the items under the Provisional Sums to cover his overheads and profits | % | 0.1 | A429.6 | Contractor to quote ONLY for his percentage markup on the amount on the base prices for the items under the Provisional Sums to cover his overheads and profits | % | 0.1 | A429.6 | Contractor to quote ONLY for his percentage markup on the amount on the base prices for the items under the Provisional Sums to cover his overheads and profits | % | 0.1 | A429.6 | Contractor to quote ONLY for his percentage markup on the amount on the base prices for the items under the Provisional Sums to cover his overheads and profits | % | 0.1 | A429.6 | Contractor to quote ONLY for his percentage markup on the amount on the base prices for the items under the Provisional Sums to cover his overheads and profits | % | 0.1 | A429.6 | Contractor to quote ONLY for his percentage markup on the amount on the base prices for the items under the Provisional Sums to cover his overheads and profits | % | 0.1 | A429.6 | Contractor to quote ONLY for his percentage markup on the amount on the base prices for the items under the Provisional Sums to cover his overheads and profits | % | 0.1 | A429.6 | Contractor to quote ONLY for his percentage markup on the amount on the base prices for the items under the Provisional Sums to cover his overheads and profits | % | 0.1 | A429.6 | Contractor to quote ONLY for his percentage markup on the amount on the base prices for the items under the Provisional Sums to cover his overheads and profits | % | 0.1 | A429.6 | Contractor to quote ONLY for his percentage markup on the amount on the base prices for the items under the Provisional Sums to cover his overheads and profits | % | 0.1 | A429.6 | Contractor to quote ONLY for his percentage markup on the amount on the base prices for the items under the Provisional Sums to cover his overheads and profits | % | 0.1 | A429.6 | Contractor to quote ONLY for his percentage markup on the amount on the base prices for the items under the Provisional Sums to cover his overheads and profits | % | 0.1 | A429.6 | Contractor to quote ONLY for his percentage markup on the amount on the base prices for the items under the Provisional Sums to cover his overheads and profits | % | 0.1 | A429.6 | Contractor to quote ONLY for his percentage markup on the amount on the base prices for the items under the Provisional Sums to cover his overheads and profits | % | 0.1 | A429.6 | Contractor to quote ONLY for his percentage markup on the amount on the base prices for the items under the Provisional Sums to cover his overheads and profits | % | 0.1 | A429.6 | Contractor to quote ONLY for his percentage markup on the amount on the base prices for the items under the Provisional Sums to cover his overheads and profits | % | 0.1 | A429.6 | Contractor to quote ONLY for his percentage markup on the amount on the base prices for the items under the Provisional Sums to cover his overheads and profits | % | 0.1 | A429.6 | Contractor to quote ONLY for his percentage markup on the amount on the base prices for the items under the Provisional Sums to cover his overheads and profits | % | 0.1 | A429.6 | Contractor to quote ONLY for his percentage markup on the amount on the base prices for the items under the Provisional Sums to cover his overheads and profits | % | 0.1 | A429.6 | Contractor to quote ONLY for his percentage markup on the amount on the base prices for the items under the Provisional Sums to cover his overheads and profits | % | 0.1 | A429.6 | Contractor to quote ONLY for his percentage markup on the amount on the base prices for the items under the Provisional Sums to cover his overheads and profits | % | 0.1 | A429.6 | Contractor to quote ONLY for his percentage markup on the amount on the base prices for the items under the Provisional Sums to cover his overheads and profits | % | 0.1 | A429.6 | Contractor to quote ONLY for his percentage markup on the amount on the base prices for the items under the Provisional Sums to cover his overheads and profits | % | 0.1 | A429.6 | Contractor to quote ONLY for his percentage markup on the amount on the base prices for the items under the Provisional Sums to cover his overheads and profits | % | 0.1 | A429.6 | Contractor to quote ONLY for his percentage markup on the amount on the base prices for the items under the Provisional Sums to cover his overheads and profits | % | 0.1 | A429.6 | Contractor to quote ONLY for his percentage markup on the amount on the base prices for the items under the Provisional Sums to cover his overheads and profits | % | 0.1 | A429.6 | Contractor to quote ONLY for his percentage markup on the amount on the base prices for the items under the Provisional Sums to cover his overheads and profits | % | 0.1 | A429.6 | Contractor to quote ONLY for his percentage markup on the amount on the base prices for the items under the Provisional Sums to cover his overheads and profits | % | 0.1 | A429.6 | Contractor to quote ONLY for his percentage markup on the amount on the base prices for the items under the Provisional Sums to cover his overheads and profits | % | 0.1 | A429.6 | Contractor to quote ONLY for his percentage markup on the amount on the base prices for the items under the Provisional Sums to cover his overheads and profits | % | 0.1 | A429.6 | Contractor to quote ONLY for his percentage markup on the amount on the base prices for the items under the Provisional Sums to cover his overheads and profits | % | 0.1 | A429.6 | Contractor to quote ONLY for his percentage markup on the amount on the base prices for the items under the Provisional Sums to cover his overheads and profits | % | 0.1 | A429.6 | Contractor to quote ONLY for his percentage markup on the amount on the base prices for the items under the Provisional Sums to cover his overheads and profits | % | 0.1 | A429.6 | Contractor to quote ONLY for his percentage markup on the amount on the base prices for the items under the Provisional Sums to cover his overheads and profits | % | 0.1 | A429.6 | Contractor to quote ONLY for his percentage markup on the amount on the base prices for the items under the Provisional Sums to cover his overheads and profits | % | 0.1 | A429.6 | Contractor to quote ONLY for his percentage markup on the amount on the base prices for the items under the Provisional Sums to cover his overheads and profits | % | 0.1 | A429.6 | Contractor to quote ONLY for his percentage markup on the amount on the base prices for the items under the Provisional Sums to cover his overheads and profits | % | 0.1 | A429.6 | Contractor to quote ONLY for his percentage markup on the amount on the base prices for the items under the Provisional Sums to cover his overheads and profits | % | 0.1 | A429.6 | Contractor to quote ONLY for his percentage markup on the amount on the base prices for the items under the Provisional Sums to cover his overheads and profits | % | 0.1 | A429.6 | Contractor to quote ONLY for his percentage markup on the amount on the base prices for the items under the Provisional Sums to cover his overheads and profits | % | 0.1 | A429.6 | Contractor to quote ONLY for his percentage markup on the amount on the base prices for the items under the Provisional Sums to cover his overheads and profits | % | 0.1 | A429.6 | Contractor to quote ONLY for his percentage markup on the amount on the base prices for the items under the Provisional Sums to cover his overheads and profits | % | 0.1 | A429.6 | Contractor to quote ONLY for his percentage markup on the amount on the base prices for the items under the Provisional Sums to cover his overheads and profits | % | 0.1 | A429.6 | Contractor to quote ONLY for his percentage markup on the amount on the base prices for the items under the Provisional Sums to cover his overheads and profits | % | 0.1 | A429.6 | Contractor to quote ONLY for his percentage markup on the amount on the base prices for the items under the Provisional Sums to cover his overheads and profits | % | 0.1 | A429.6 | Contractor to quote ONLY for his percentage markup on the amount on the base prices for the items under the Provisional Sums to cover his overheads and profits | % | 0.1 | A429.6 | Contractor to quote ONLY for his percentage markup on the amount on the base prices for the items under the Provisional Sums to cover his overheads and profits | % | 0.1 | A429.6 | Contractor to quote ONLY for his percentage markup on the amount on the base prices for the items under the Provisional Sums to cover his overheads and profits | % | 0.1 | A429.6 | Contractor to quote ONLY for his percentage markup on the amount on the base prices for the items under the Provisional Sums to cover his overheads and profits | % | 0.1 | A429.6 | Contractor to quote ONLY for his percentage markup on the amount on the base prices for the items under the Provisional Sums to cover his overheads and profits | % | 0.1 | A429.6 | Contractor to quote ONLY for his percentage markup on the amount on the base prices for the items under the Provisional Sums to cover his overheads and profits | % | 0.1 | A429.6 | Contractor to quote ONLY for his percentage markup on the amount on the base prices for the items under the Provisional Sums to cover his overheads and profits | % | 0.1 | A429.6 | Contractor to quote ONLY for his percentage markup on the amount on the base prices for the items under the Provisional Sums to cover his overheads and profits | % | 0.1 | A429.6 | Contractor to quote ONLY for his percentage markup on the amount on the base prices for the items under the Provisional Sums to cover his overheads and profits | % | 0.1 | A429.6 | Contractor to quote ONLY for his percentage markup on the amount on the base prices for the items under the Provisional Sums to cover his overheads and profits | % | 0.1 | A429.6 | Contractor to quote ONLY for his percentage markup on the amount on the base prices for the items under the Provisional Sums to cover his overheads and profits | % | 0.1 | A429.6 | Contractor to quote ONLY for his percentage markup on the amount on the base prices for the items under the Provisional Sums to cover his overheads and profits | % | 0.1 | A429.6 | Contractor to quote ONLY for his percentage markup on the amount on the base prices for the items under the Provisional Sums to cover his overheads and profits | % | 0.1 | A429.6 | Contractor to quote ONLY for his percentage markup on the amount on the base prices for the items under the Provisional Sums to cover his overheads and profits | % | 0.1 | A429.6 | Contractor to quote ONLY for his percentage markup on the amount on the base prices for the items under the Provisional Sums to cover his overheads and profits | % | 0.1 | A429.6 | Contractor to quote ONLY for his percentage markup on the amount on the base prices for the items under the Provisional Sums to cover his overheads and profits | % | 0.1 | A429.6 | Contractor to quote ONLY for his percentage markup on the amount on the base prices for the items under the Provisional Sums to cover his overheads and profits | % | 0.1 | A429.6 | Contractor to quote ONLY for his percentage markup on the amount on the base prices for the items under the Provisional Sums to cover his overheads and profits | % | 0.1 | A429.6 | Contractor to quote ONLY for his percentage markup on the amount on the base prices for the items under the Provisional Sums to cover his overheads and profits | % | 0.1 | A429.6 | Contractor to quote ONLY for his percentage markup on the amount on the base prices for the items under the Provisional Sums to cover his overheads and profits | % | 0.1 | A429.6 | Contractor to quote ONLY for his percentage markup on the amount on the base prices for the items under the Provisional Sums to cover his overheads and profits | % | 0.1 | A429.6 | Contractor to quote ONLY for his percentage markup on the amount on the base prices for the items under the Provisional Sums to cover his overheads and profits | % | 0.1 | A429.6 | Contractor to quote ONLY for his percentage markup on the amount on the base prices for the items under the Provisional Sums to cover his overheads and profits | % | 0.1 | A429.6 | Contractor to quote ONLY for his percentage markup on the amount on the base prices for the items under the Provisional Sums to cover his overheads and profits | % | 0.1 | A429.6 | Contractor to quote ONLY for his percentage markup on the amount on the base prices for the items under the Provisional Sums to cover his overheads and profits | % | 0.1 | A429.6 | Contractor to quote ONLY for his percentage markup on the amount on the base prices for the items under the Provisional Sums to cover his overheads and profits | % | 0.1 | A429.6 | Contractor to quote ONLY for his percentage markup on the amount on the base prices for the items under the Provisional Sums to cover his overheads and profits | % | 0.1 | A429.6 | Contractor to quote ONLY for his percentage markup on the amount on the base prices for the items under the Provisional Sums to cover his overheads and profits | % | 0.1 | A429.6 | Contractor to quote ONLY for his percentage markup on the amount on the base prices for the items under the Provisional Sums to cover his overheads and profits | % | 0.1 | A429.6 | Contractor to quote ONLY for his percentage markup on the amount on the base prices for the items under the Provisional Sums to cover his overheads and profits | % | 0.1 | A429.6 | Contractor to quote ONLY for his percentage markup on the amount on the base prices for the items under the Provisional Sums to cover his overheads and profits | % | 0.1 | A429.6 | Contractor to quote ONLY for his percentage markup on the amount on the base prices for the items under the Provisional Sums to cover his overheads and profits | % | 0.1 | A429.6 | Contractor to quote ONLY for his percentage markup on the amount on the base prices for the items under the Provisional Sums to cover his overheads and profits | % | 0.1 | A429.6 | Contractor to quote ONLY for his percentage markup on the amount on the base prices for the items under the Provisional Sums to cover his overheads and profits | % | 0.1 | A429.6 | Contractor to quote ONLY for his percentage markup on the amount on the base prices for the items under the Provisional Sums to cover his overheads and profits | % | 0.1 | A429.6 | Contractor to quote ONLY for his percentage markup on the amount on the base prices for the items under the Provisional Sums to cover his overheads and profits | % | 0.1 | A429.6 | Contractor to quote ONLY for his percentage markup on the amount on the base prices for the items under the Provisional Sums to cover his overheads and profits | % | 0.1 | A429.6 | Contractor to quote ONLY for his percentage markup on the amount on the base prices for the items under the Provisional Sums to cover his overheads and profits | % | 0.1 | A429.6 | Contractor to quote ONLY for his percentage markup on the amount on the base prices for the items under the Provisional Sums to cover his overheads and profits | % | 0.1 | A429.6 | Contractor to quote ONLY for his percentage markup on the amount on the base prices for the items under the Provisional Sums to cover his overheads and profits | % | 0.1 | A429.6 | Contractor to quote ONLY for his percentage markup on the amount on the base prices for the items under the Provisional Sums to cover his overheads and profits | % | 0.1 | A429.6 | Contractor to quote ONLY for his percentage markup on the amount on the base prices for the items under the Provisional Sums to cover his overheads and profits | % | 0.1 | A429.6 | Contractor to quote ONLY for his percentage markup on the amount on the base prices for the items under the Provisional Sums to cover his overheads and profits | % | 0.1 | A429.6 | Contractor to quote ONLY for his percentage markup on the amount on the base prices for the items under the Provisional Sums to cover his overheads and profits | % | 0.1 | A429.6 | Contractor to quote ONLY for his percentage markup on the amount on the base prices for the items under the Provisional Sums to cover his overheads and profits | % | 0.1 | A429.6 | Contractor to quote ONLY for his percentage markup on the amount on the base prices for the items under the Provisional Sums to cover his overheads and profits | % | 0.1 | A429.6 | Contractor to quote ONLY for his percentage markup on the amount on the base prices for the items under the Provisional Sums to cover his overheads and profits | % | 0.1 | A429.6 | Contractor to quote ONLY for his percentage markup on the amount on the base prices for the items under the Provisional Sums to cover his overheads and profits | % | 0.1 | A429.6 | Contractor to quote ONLY for his percentage markup on the amount on the base prices for the items under the Provisional Sums to cover his overheads and profits | % | 0.1 | A429.6 | Contractor to quote ONLY for his percentage markup on the amount on the base prices for the items under the Provisional Sums to cover his overheads and profits | % | 0.1 | A429.6 | Contractor to quote ONLY for his percentage markup on the amount on the base prices for the items under the Provisional Sums to cover his overheads and profits | % | 0.1 | A429.6 | Contractor to quote ONLY for his percentage markup on the amount on the base prices for the items under the Provisional Sums to cover his overheads and profits | % | 0.1 | A429.6 | Contractor to quote ONLY for his percentage markup on the amount on the base prices for the items under the Provisional Sums to cover his overheads and profits | % | 0.1 | A429.6 | Contractor to quote ONLY for his percentage markup on the amount on the base prices for the items under the Provisional Sums to cover his overheads and profits | % | 0.1 | A429.6 | Contractor to quote ONLY for his percentage markup on the amount on the base prices for the items under the Provisional Sums to cover his overheads and profits | % | 0.1 | A429.6 | Contractor to quote ONLY for his percentage markup on the amount on the base prices for the items under the Provisional Sums to cover his overheads and profits | % | 0.1 | A429.6 | Contractor to quote ONLY for his percentage markup on the amount on the base prices for the items under the Provisional Sums to cover his overheads and profits | % | 0.1 | A429.6 | Contractor to quote ONLY for his percentage markup on the amount on the base prices for the items under the Provisional Sums to cover his overheads and profits | % | 0.1 | A429.6 | Contractor to quote ONLY for his percentage markup on the amount on the base prices for the items under the Provisional Sums to cover his overheads and profits | % | 0.1 | A429.6 | Contractor to quote ONLY for his percentage markup on the amount on the base prices for the items under the Provisional Sums to cover his overheads and profits | % | 0.1 | A429.6 | Contractor to quote ONLY for his percentage markup on the amount on the base prices for the items under the Provisional Sums to cover his overheads and profits | % | 0.1 | A429.6 | Contractor to quote ONLY for his percentage markup on the amount on the base prices for the items under the Provisional Sums to cover his overheads and profits | % | 0.1 | A429.6 | Contractor to quote ONLY for his percentage markup on the amount on the base prices for the items under the Provisional Sums to cover his overheads and profits | % | 0.1 | A429.6 | Contractor to quote ONLY for his percentage markup on the amount on the base prices for the items under the Provisional Sums to cover his overheads and profits | % | 0.1 | A429.6 | Contractor to quote ONLY for his percentage markup on the amount on the base prices for the items under the Provisional Sums to cover his overheads and profits | % | 0.1 | A429.6 | Contractor to quote ONLY for his percentage markup on the amount on the base prices for the items under the Provisional Sums to cover his overheads and profits | % | 0.1 | A429.6 | Contractor to quote ONLY for his percentage markup on the amount on the base prices for the items under the Provisional Sums to cover his overheads and profits | % | 0.1 | A429.6 | Contractor to quote ONLY for his percentage markup on the amount on the base prices for the items under the Provisional Sums to cover his overheads and profits | % | 0.1 | A429.6 | Contractor to quote ONLY for his percentage markup on the amount on the base prices for the items under the Provisional Sums to cover his overheads and profits | % | 0.1 | A429.6 | Contractor to quote ONLY for his percentage markup on the amount on the base prices for the items under the Provisional Sums to cover his overheads and profits | % | 0.1 | A429.6 | Contractor to quote ONLY for his percentage markup on the amount on the base prices for the items under the Provisional Sums to cover his overheads and profits | % | 0.1 | A429.6 | Contractor to quote ONLY for his percentage markup on the amount on the base prices for the items under the Provisional Sums to cover his overheads and profits | % | 0.1 | A429.6 | Contractor to quote ONLY for his percentage markup on the amount on the base prices for the items under the Provisional Sums to cover his overheads and profits | % | 0.1 | A429.6 | Contractor to quote ONLY for his percentage markup on the amount on the base prices for the items under the Provisional Sums to cover his overheads and profits | % | 0.1 | A429.6 | Contractor to quote ONLY for his percentage markup on the amount on the base prices for the items under the Provisional Sums to cover his overheads and profits | % | 0.1 | A429.6 | Contractor to quote ONLY for his percentage markup on the amount on the base prices for the items under the Provisional Sums to cover his overheads and profits | % | 0.1 | A429.6 | Contractor to quote ONLY for his percentage markup on the amount on the base prices for the items under the Provisional Sums to cover his overheads and profits | % | 0.1 | A429.6 | Contractor to quote ONLY for his percentage markup on the amount on the base prices for the items under the Provisional Sums to cover his overheads and profits | % | 0.1 | A429.6 | Contractor to quote ONLY for his percentage markup on the amount on the base prices for the items under the Provisional Sums to cover his overheads and profits | % | 0.1 | A429.6 | Contractor to quote ONLY for his percentage markup on the amount on the base prices for the items under the Provisional Sums to cover his overheads and profits | % | 0.1 | A429.6 | Contractor to quote ONLY for his percentage markup on the amount on the base prices for the items under the Provisional Sums to cover his overheads and profits | % | 0.1 | A429.6 | Contractor to quote ONLY for his percentage markup on the amount on the base prices for the items under the Provisional Sums to cover his overheads and profits | % | 0.1 | A429.6 | Contractor to quote ONLY for his percentage markup on the amount on the base prices for the items under the Provisional Sums to cover his overheads and profits | % | 0.1 | A429.6 | Contractor to quote ONLY for his percentage markup on the amount on the base prices for the items under the Provisional Sums to cover his overheads and profits | % | 0.1 | A429.6 | Contractor to quote ONLY for his percentage markup on the amount on the base prices for the items under the Provisional Sums to cover his overheads and profits | % | 0.1 | A429.6 | Contractor to quote ONLY for his percentage markup on the amount on the base prices for the items under the Provisional Sums to cover his overheads and profits | % | 0.1 | A429.6 | Contractor to quote ONLY for his percentage markup on the amount on the base prices for the items under the Provisional Sums to cover his overheads and profits | % | 0.1 | A429.6 | Contractor to quote ONLY for his percentage markup on the amount on the base prices for the items under the Provisional Sums to cover his overheads and profits | % | 0.1 | A429.6 | Contractor to quote ONLY for his percentage markup on the amount on the base prices for the items under the Provisional Sums to cover his overheads and profits | % | 0.1 | A429.6 | Contractor to quote ONLY for his percentage markup on the amount on the base prices for the items under the Provisional Sums to cover his overheads and profits | % | 0.1 | A429.6 | Contractor to quote ONLY for his percentage markup on the amount on the base prices for the items under the Provisional Sums to cover his overheads and profits | % | 0.1 | A429.6 | Contractor to quote ONLY for his percentage markup on the amount on the base prices for the items under the Provisional Sums to cover his overheads and profits | % | 0.1 | A429.6 | Contractor to quote ONLY for his percentage markup on the amount on the base prices for the items under the Provisional Sums to cover his overheads and profits | % | 0.1 | A429.6 | Contractor to quote ONLY for his percentage markup on the amount on the base prices for the items under the Provisional Sums to cover his overheads and profits | % | 0.1 | A429.6 | Contractor to quote ONLY for his percentage markup on the amount on the base prices for the items under the Provisional Sums to cover his overheads and profits | % | 0.1 | A429.6 | Contractor to quote ONLY for his percentage markup on the amount on the base prices for the items under the Provisional Sums to cover his overheads and profits | % | 0.1 | A429.6 | Contractor to quote ONLY for his percentage markup on the amount on the base prices for the items under the Provisional Sums to cover his overheads and profits | % | 0.1 | A429.6 | Contractor to quote ONLY for his percentage markup on the amount on the base prices for the items under the Provisional Sums to cover his overheads and profits | % | 0.1 | A429.6 | Contractor to quote ONLY for his percentage markup on the amount on the base prices for the items under the Provisional Sums to cover his overheads and profits | % | 0.1 | A429.6 | Contractor to quote ONLY for his percentage markup on the amount on the base prices for the items under the Provisional Sums to cover his overheads and profits | % | 0.1 | A429.6 | Contractor to quote ONLY for his percentage markup on the amount on the base prices for the items under the Provisional Sums to cover his overheads and profits | % | 0.1 | A429.6 | Contractor to quote ONLY for his percentage markup on the amount on the base prices for the items under the Provisional Sums to cover his overheads and profits | % | 0.1 | A429.6 | Contractor to quote ONLY for his percentage markup on the amount on the base prices for the items under the Provisional Sums to cover his overheads and profits | % | 0.1 | A429.6 | Contractor to quote ONLY for his percentage markup on the amount on the base prices for the items under the Provisional Sums to cover his overheads and profits | % | 0.1 | A429.6 | Contractor to quote ONLY for his percentage markup on the amount on the base prices for the items under the Provisional Sums to cover his overheads and profits | % | 0.1 | A429.6 | Contractor to quote ONLY for his percentage markup on the amount on the base prices for the items under the Provisional Sums to cover his overheads and profits | % | 0.1 | A429.6 | Contractor to quote ONLY for his percentage markup on the amount on the base prices for the items under the Provisional Sums to cover his overheads and profits | % | 0.1 | A429.6 | Contractor to quote ONLY for his percentage markup on the amount on the base prices for the items under the Provisional Sums to cover his overheads and profits | % | 0.1 | A429.6 | Contractor to quote ONLY for his percentage markup on the amount on the base prices for the items under the Provisional Sums to cover his overheads and profits | % | 0.1 | A429.6 | Contractor to quote ONLY for his percentage markup on the amount on the base prices for the items under the Provisional Sums to cover his overheads and profits | % | 0.1 | A429.6 | Contractor to quote ONLY for his percentage markup on the amount on the base prices for the items under the Provisional Sums to cover his overheads and profits | % | 0.1 | A429.6 | Contractor to quote ONLY for his percentage markup on the amount on the base prices for the items under the Provisional Sums to cover his overheads and profits | % | 0.1 | A429.6 | Contractor to quote ONLY for his percentage markup on the amount on the base prices for the items under the Provisional Sums to cover his overheads and profits | % | 0.1 | A429.6 | Contractor to quote ONLY for his percentage markup on the amount on the base prices for the items under the Provisional Sums to cover his overheads and profits | % | 0.1 | A429.6 | Contractor to quote ONLY for his percentage markup on the amount on the base prices for the items under the Provisional Sums to cover his overheads and profits | % | 0.1 | A429.6 | Contractor to quote ONLY for his percentage markup on the amount on the base prices for the items under the Provisional Sums to cover his overheads and profits | % | 0.1 | A429.6 | Contractor to quote ONLY for his percentage markup on the amount on the base prices for the items under the Provisional Sums to cover his overheads and profits | % | 0.1 | A429.6 | Contractor to quote ONLY for his percentage markup on the amount on the base prices for the items under the Provisional Sums to cover his overheads and profits | % | 0.1 | A429.6 | Contractor to quote ONLY for his percentage markup on the amount on the base prices for the items under the Provisional Sums to cover his overheads and profits | % | 0.1 | A429.6 | Contractor to quote ONLY for his percentage markup on the amount on the base prices for the items under the Provisional Sums to cover his overheads and profits | % | 0.1 | A429.6 | Contractor to quote ONLY for his percentage markup on the amount on the base prices for the items under the Provisional Sums to cover his overheads and profits | % | 0.1 | A429.6 | Contractor to quote ONLY for his percentage markup on the amount on the base prices for the items under the Provisional Sums to cover his overheads and profits | % | 0.1 | A429.6 | Contractor to quote ONLY for his percentage markup on the amount on the base prices for the items under the Provisional Sums to cover his overheads and profits | % | 0.1 | A429.6 | Contractor to quote ONLY for his percentage markup on the amount on the base prices for the items under the Provisional Sums to cover his overheads and profits | % | 0.1 | A429.6 | Contractor to quote ONLY for his percentage markup on the amount on the base prices for the items under the Provisional Sums to cover his overheads and profits | % | 0.1 | A429.6 | Contractor to quote ONLY for his percentage markup on the amount on the base prices for the items under the Provisional Sums to cover his overheads and profits | % | 0.1 | A429.6 | Contractor to quote ONLY for his percentage markup on the amount on the base prices for the items under the Provisional Sums to cover his overheads and profits | % | 0.1 | A429.6 | Contractor to quote ONLY for his percentage markup on the amount on the base prices for the items under the Provisional Sums to cover his overheads and profits | % | 0.1 | A429.6 | Contractor to quote ONLY for his percentage markup on the amount on the base prices for the items under the Provisional Sums to cover his overheads and profits | % | 0.1 | A429.6 | Contractor to quote ONLY for his percentage markup on the amount on the base prices for the items under the Provisional Sums to cover his overheads and profits | % | 0.1 | A429.6 | Contractor to quote ONLY for his percentage markup on the amount on the base prices for the items under the Provisional Sums to cover his overheads and profits | % | 0.1 | A429.6 | Contractor to quote ONLY for his percentage markup on the amount on the base prices for the items under the Provisional Sums to cover his overheads and profits | % | 0.1 | A429.6 | Contractor to quote ONLY for his percentage markup on the amount on the base prices for the items under the Provisional Sums to cover his overheads and profits | % | 0.1 | A429.6 | Contractor to quote ONLY for his percentage markup on the amount on the base prices for the items under the Provisional Sums to cover his overheads and profits | % | 0.1 | A429.6 | Contractor to quote ONLY for his percentage markup on the amount on the base prices for the items under the Provisional Sums to cover his overheads and profits | % | 0.1 | A429.6 | Contractor to quote ONLY for his percentage markup on the amount on the base prices for the items under the Provisional Sums to cover his overheads and profits | % | 0.1 | A429.6 | Contractor to quote ONLY for his percentage markup on the amount on the base prices for the items under the Provisional Sums to cover his overheads and profits | % | 0.1 | A429.6 | Contractor to quote ONLY for his percentage markup on the amount on the base prices for the items under the Provisional Sums to cover his overheads and profits | % | 0.1 | A429.6 | Contractor to quote ONLY for his percentage markup on the amount on the base prices for the items under the Provisional Sums to cover his overheads and profits | % | 0.1 | A429.6 | Contractor to quote ONLY for his percentage markup on the amount on the base prices for the items under the Provisional Sums to cover his overheads and profits | % | 0.1 | A429.6 | Contractor to quote ONLY for his percentage markup on the amount on the base prices for the items under the Provisional Sums to cover his overheads and profits | % | 0.1 | A429.6 | Contractor to quote ONLY for his percentage markup on the amount on the base prices for the items under the Provisional Sums to cover his overheads and profits | % | 0.1 | A429.6 | Contractor to quote ONLY for his percentage markup on the amount on the base prices for the items under the Provisional Sums to cover his overheads and profits | % | 0.1 | A429.6 | Contractor to quote ONLY for his percentage markup on the amount on the base prices for the items under the Provisional Sums to cover his overheads and profits | % | 0.1 | A429.6 | Contractor to quote ONLY for his percentage markup on the amount on the base prices for the items under the Provisional Sums to cover his overheads and profits | % | 0.1 | A429.6 | Contractor to quote ONLY for his percentage markup on the amount on the base prices for the items under the Provisional Sums to cover his overheads and profits | % | 0.1 | A429.6 | Contractor to quote ONLY for his percentage markup on the amount on the base prices for the items under the Provisional Sums to cover his overheads and profits | % | 0.1 | A429.6 | Contractor to quote ONLY for his percentage markup on the amount on the base prices for the items under the Provisional Sums to cover his overheads and profits | % | 0.1 | A429.6 | Contractor to quote ONLY for his percentage markup on the amount on the base prices for the items under the Provisional Sums to cover his overheads and profits | % | 0.1 | A429.6 | Contractor to quote ONLY for his percentage markup on the amount on the base prices for the items under the Provisional Sums to cover his overheads and profits | % | 0.1 | A429.6 | Contractor to quote ONLY for his percentage markup on the amount on the base prices for the items under the Provisional Sums to cover his overheads and profits | % | 0.1 | A429.6 | Contractor to quote ONLY for his percentage markup on the amount on the base prices for the items under the Provisional Sums to cover his overheads and profits | % | 0.1 | A429.6 | Contractor to quote ONLY for his percentage markup on the amount on the base prices for the items under the Provisional Sums to cover his overheads and profits | % | 0.1 | A429.6 | Contractor to quote ONLY for his percentage markup on the amount on the base prices for the items under the Provisional Sums to cover his overheads and profits | % | 0.1 | A429.6 | Contractor to quote ONLY for his percentage markup on the amount on the base prices for the items under the Provisional Sums to cover his overheads and profits | % | 0.1 | A429.6 | Contractor to quote ONLY for his percentage markup on the amount on the base prices for the items under the Provisional Sums to cover his overheads and profits | % | 0.1 | A429.6 | Contractor to quote ONLY for his percentage markup on the amount on the base prices for the items under the Provisional Sums to cover his overheads and profits | % | 0.1 | A429.6 | Contractor to quote ONLY for his percentage markup on the amount on the base prices for the items under the Provisional Sums to cover his overheads and profits | % | 0.1 | A429.6 | Contractor to quote ONLY for his percentage markup on the amount on the base prices for the items under the Provisional Sums to cover his overheads and profits | % | 0.1 | A429.6 | Contractor to quote ONLY for his percentage markup on the amount on the base prices for the items under the Provisional Sums to cover his overheads and profits | % | 0.1 | A429.6 | Contractor to quote ONLY for his percentage markup on the amount on the base prices for the items under the Provisional Sums to cover his overheads and profits | % | 0.1 | A429.6 | Contractor to quote ONLY for his percentage markup on the amount on the base prices for the items under the Provisional Sums to cover his overheads and profits | % | 0.1 | A429.6 | Contractor to quote ONLY for his percentage markup on the amount on the base prices for the items under the Provisional Sums to cover his overheads and profits | % | 0.1 | A429.6 | Contractor to quote ONLY for his percentage markup on the amount on the base prices for the items under the Provisional Sums to cover his overheads and profits | % | 0.1 | A429.6 | Contractor to quote ONLY for his percentage markup on the amount on the base prices for the items under the Provisional Sums to cover his overheads and profits | % | 0.1 | A429.6 | Contractor to quote ONLY for his percentage markup on the amount on the base prices for the items under the Provisional Sums to cover his overheads and profits | % | 0.1 | A429.6 | Contractor to quote ONLY for his percentage markup on the amount on the base prices for the items under the Provisional Sums to cover his overheads and profits | % | 0.1 | A429.6 | Contractor to quote ONLY for his percentage markup on the amount on the base prices for the items under the Provisional Sums to cover his overheads and profits | % | 0.1 | A429.6 | Contractor to quote ONLY for his percentage markup on the amount on the base prices for the items under the Provisional Sums to cover his overheads and profits | % | 0.1 | A429.6 | Contractor to quote ONLY for his percentage markup on the amount on the base prices for the items under the Provisional Sums to cover his overheads and profits | % | 0.1 | A429.6 | Contractor to quote ONLY for his percentage markup on the amount on the base prices for the items under the Provisional Sums to cover his overheads and profits | % | 0.1 | A429.6 | Contractor to quote ONLY for his percentage markup on the amount on the base prices for the items under the Provisional Sums to cover his overheads and profits | % | 0.1 | A429.6 | Contractor to quote ONLY for his percentage markup on the amount on the base prices for the items under the Provisional Sums to cover his overheads and profits | % | 0.1 | A429.6 | Contractor to quote ONLY for his percentage markup on the amount on the base prices for the items under the Provisional Sums to cover his overheads and profits | % | 0.1 | A429.6 | Contractor to quote ONLY for his percentage markup on the amount on the base prices for the items under the Provisional Sums to cover his overheads and profits | % | 0.1 | A429.6 | Contractor to quote ONLY for his percentage markup on the amount on the base prices for the items under the Provisional Sums to cover his overheads and profits | % | 0.1 | A429.6 | Contractor to quote ONLY for his percentage markup on the amount on the base prices for the items under the Provisional Sums to cover his overheads and profits | % | 0.1 | A429.6 | Contractor to quote ONLY for his percentage markup on the amount on the base prices for the items under the Provisional Sums to cover his overheads and profits | % | 0.1 | A429.6 | Contractor to quote ONLY for his percentage markup on the amount on the base prices for the items under the Provisional Sums to cover his overheads and profits | % | 0.1 | A429.6 | Contractor to quote ONLY for his percentage markup on the amount on the base prices for the items under the Provisional Sums to cover his overheads and profits | % | 0.1 | A429.6 | Contractor to quote ONLY for his percentage markup on the amount on the base prices for the items under the Provisional Sums to cover his overheads and profits | % | 0.1 | A429.6 | Contractor to quote ONLY for his percentage markup on the amount on the base prices for the items under the Provisional Sums to cover his overheads and profits | % | 0.1 | A429.6 | Contractor to quote ONLY for his percentage markup on the amount on the base prices for the items under the Provisional Sums to cover his overheads and profits | % | 0.1 | A429.6 | Contractor to quote ONLY for his percentage markup on the amount on the base prices for the items under the Provisional Sums to cover his overheads and profits | % | 0.1 | A429.6 | Contractor to quote ONLY for his percentage markup on the amount on the base prices for the items under the Provisional Sums to cover his overheads and profits | % | 0.1 | A429.6 | Contractor to quote ONLY for his percentage markup on the amount on the base prices for the items under the Provisional Sums to cover his overheads and profits | % | 0.1 | A429.6 | Contractor to quote ONLY for his percentage markup on the amount on the base prices for the items under the Provisional Sums to cover his overheads and profits | % | 0.1 | A429.6 | Contractor to quote ONLY for his percentage markup on the amount on the base prices for the items under the Provisional Sums to cover his overheads and profits | % | 0.1 | A429.6 | Contractor to quote ONLY for his percentage markup on the amount on the base prices for the items under the Provisional Sums to cover his overheads and profits | % | 0.1 | A429.6 | Contractor to quote ONLY for his percentage markup on the amount on the base prices for the items under the Provisional Sums to cover his overheads and profits | % | 0.1 | A429.6 | Contractor to quote ONLY for his percentage markup on the amount on the base prices for the items under the Provisional Sums to cover his overheads and profits | % | 0.1 | A429.6 | Contractor to quote ONLY for his percentage markup on the amount on the base prices for the items under the Provisional Sums to cover his overheads and profits | % | 0.1 | A429.6 | Contractor to quote ONLY for his percentage markup on the amount on the base prices for the items under the Provisional Sums to cover his overheads and profits | % | 0.1 | A429.6 | Contractor to quote ONLY for his percentage markup on the amount on the base prices for the items under the Provisional Sums to cover his overheads and profits | % | 0.1 | A429.6 | Contractor to quote ONLY for his percentage markup on the amount on the base prices for the items under the Provisional Sums to cover his overheads and profits | % | 0.1 | A429.6 | Contractor to quote ONLY for his percentage markup on the amount on the base prices for the items under the Provisional Sums to cover his overheads and profits | % | 0.1 | A429.6 | Contractor to quote ONLY for his percentage markup on the amount on the base prices for the items under the Provisional Sums to cover his overheads and profits | % | 0.1 | A429.6 | Contractor to quote ONLY for his percentage markup on the amount on the base prices for the items under the Provisional Sums to cover his overheads and profits | % | 0.1 | A429.6 | Contractor to quote ONLY for his percentage markup on the amount on the base prices for the items under the Provisional Sums to cover his overheads and profits | % | 0.1 | A429.6 | Contractor to quote ONLY for his percentage markup on the amount on the base prices for the items under the Provisional Sums to cover his overheads and profits | % | 0.1 | A429.6 | Contractor to quote ONLY for his percentage markup on the amount on the base prices for the items under the Provisional Sums to cover his overheads and profits | % | 0.1 | A429.6 | Contractor to quote ONLY for his percentage markup on the amount on the base prices for the items under the Provisional Sums to cover his overheads and profits | % | 0.1 | A429.6 | Contractor to quote ONLY for his percentage markup on the amount on the base prices for the items under the Provisional Sums to cover his overheads and profits | % | 0.1 | A429.6 | Contractor to quote ONLY for his percentage markup on the amount on the base prices for the items under the Provisional Sums to cover his overheads and profits | % | 0.1 | A429.6 | Contractor to quote ONLY for his percentage markup on the amount on the base prices for the items under the Provisional Sums to cover his overheads and profits | % | 0.1 | A429.6 | Contractor to quote ONLY for his percentage markup on the amount on the base prices for the items under the Provisional Sums to cover his overheads and profits | % | 0.1 | A429.6 | Contractor to quote ONLY for his percentage markup on the amount on the base prices for the items under the Provisional Sums to cover his overheads and profits | % | 0.1 | A429.6 | Contractor to quote ONLY for his percentage markup on the amount on the base prices for the items under the Provisional Sums to cover his overheads and profits | % | 0.1 | A429.6 | Contractor to quote ONLY for his percentage markup on the amount on the base prices for the items under the Provisional Sums to cover his overheads and profits | % | 0.1 | A429.6 | Contractor to quote ONLY for his percentage markup on the amount on the base prices for the items under the Provisional Sums to cover his overheads and profits | % | 0.1 | A429.6 | Contractor to quote ONLY for his percentage markup on the amount on the base prices for the items under the Provisional Sums to cover his overheads and profits | % | 0.1 | A429.6 | Contractor to quote ONLY for his percentage markup on the amount on the base prices for the items under the Provisional Sums to cover his overheads and profits | % | 0.1 | A429.6 | Contractor to quote ONLY for his percentage markup on the amount on the base prices for the items under the Provisional Sums to cover his overheads and profits | % | 0.1 | A429.6 | Contractor to quote ONLY for his percentage markup on the amount on the base prices for the items under the Provisional Sums to cover his overheads and profits | % | 0.1 | A429.6 | Contractor to quote ONLY for his percentage markup on the amount on the base prices for the items under the Provisional Sums to cover his overheads and profits | % | 0.1 | A429.6 | Contractor to quote ONLY for his percentage markup on the amount on the base prices for the items under the Provisional Sums to cover his overheads and profits | % | 0.1 | A429.6 | Contractor to quote ONLY for his percentage markup on the amount on the base prices for the items under the Provisional Sums to cover his overheads and profits | % | 0.1 | A429.6 | Contractor to quote ONLY for his percentage markup on the amount on the base prices for the items under the Provisional Sums to cover his overheads and profits | % | 0.1 | A429.6 | Contractor to quote ONLY for his percentage markup on the amount on the base prices for the items under the Provisional Sums to cover his overheads and profits | % | 0.1 | A429.6 | Contractor to quote ONLY for his percentage markup on the amount on the base prices for the items under the Provisional Sums to cover his overheads and profits | % | 0.1 | A429.6 | Contractor to quote ONLY for his percentage markup on the amount on the base prices for the items under the Provisional Sums to cover his overheads and profits | % | 0.1 | A429.6 | Contractor to quote ONLY for his percentage markup on the amount on the base prices for the items under the Provisional Sums to cover his overheads and profits | % | 0.1 | A429.6 | Contractor to quote ONLY for his percentage markup on the amount on the base prices for the items under the Provisional Sums to cover his overheads and profits | % | 0.1 | A429.6 | Contractor to quote ONLY for his percentage markup on the amount on the base prices for the items under the Provisional Sums to cover his overheads and profits | % | 0.1 | A429.6 | Contractor to quote ONLY for his percentage markup on the amount on the base prices for the items under the Provisional Sums to cover his overheads and profits | % | 0.1 | A429.6 | Contractor to quote ONLY for his percentage markup on the amount on the base prices for the items under the Provisional Sums to cover his overheads and profits | % | 0.1 | A429.6 | Contractor to quote ONLY for his percentage markup on the amount on the base prices for the items under the Provisional Sums to cover his overheads and profits | % | 0.1 | A429.6 | Contractor to quote ONLY for his percentage markup on the amount on the base prices for the items under the Provisional Sums to cover his overheads and profits | % | 0.1 | A429.6 | Contractor to quote ONLY for his percentage markup on the amount on the base prices for the items under the Provisional Sums to cover his overheads and profits | % | 0.1 | A429.6 | Contractor to quote ONLY for his percentage markup on the amount on the base prices for the items under the Provisional Sums to cover his overheads and profits | % | 0.1 | A429.6 | Contractor to quote ONLY for his percentage markup on the amount on the base prices for the items under the Provisional Sums to cover his overheads and profits | % | 0.1 | A429.6 | Contractor to quote ONLY for his percentage markup on the amount on the base prices for the items under the Provisional Sums to cover his overheads and profits | % | 0.1 | A429.6 | Contractor to quote ONLY for his percentage markup on the amount on the base prices for the items under the Provisional Sums to cover his overheads and profits | % | 0.1 | A429.6 | Contractor to quote ONLY for his percentage markup on the amount on the base prices for the items under the Provisional Sums to cover his overheads and profits | % | 0.1 | A429.6 | Contractor to quote ONLY for his percentage markup on the amount on the base prices for the items under the Provisional Sums to cover his overheads and profits | % | 0.1 | A429.6 | Contractor to quote ONLY for his percentage markup on the amount on the base prices for the items under the Provisional Sums to cover his overheads and profits | % | 0.1 | A429.6 | Contractor to quote ONLY for his percentage markup on the amount on the base prices for the items under the Provisional Sums to cover his overheads and profits | % | 0.1 | A429.6 | Contractor to quote ONLY for his percentage markup on the amount on the base prices for the items under the Provisional Sums to cover his overheads and profits | % | 0.1 | A429.6 | Contractor to quote ONLY for his percentage markup on the amount on the base prices for the items under the Provisional Sums to cover his overheads and profits | % | 0.1 | A429.6 | Contractor to quote ONLY for his percentage markup on the amount on the base prices for the items under the Provisional Sums to cover his overheads and profits | % | 0.1 | A429.6 | Contractor to quote ONLY for his percentage markup on the amount on the base prices for the items under the Provisional Sums to cover his overheads and profits | % | 0.1 | A429.6 | Contractor to quote ONLY for his percentage markup on the amount on the base prices for the items under the Provisional Sums to cover his overheads and profits | % | 0.1 | A429.6 | Contractor to quote ONLY for his percentage markup on the amount on the base prices for the items under the Provisional Sums to cover his overheads and profits | % | 0.1 | A429.6 | Contractor to quote ONLY for his percentage markup on the amount on the base prices for the items under the Provisional Sums to cover his overheads and profits | % | 0.1 | A429.6 | Contractor to quote ONLY for his percentage markup on the amount on the base prices for the items under the Provisional Sums to cover his overheads and profits | % | 0.1 | A429.6 | Contractor to quote ONLY for his percentage markup on the amount on the base prices for the items under the Provisional Sums to cover his overheads and profits | % | 0.1 | A429.6 | Contractor to quote ONLY for his percentage markup on the amount on the base prices for the items under the Provisional Sums to cover his overheads and profits | % | 0.1 | A429.6 | Contractor to quote ONLY for his percentage markup on the amount on the base prices for the items under the Provisional Sums to cover his overheads and profits | % | 0.1 | A429.6 | Contractor to quote ONLY for his percentage markup on the amount on the base prices for the items under the Provisional Sums to cover his overheads and profits | % | 0.1 | A429.6 | Contractor to quote ONLY for his percentage markup on the amount on the base prices for the items under the Provisional Sums to cover his overheads and profits | % | 0.1 | A429.6 | Contractor to quote ONLY for his percentage markup on the amount on the base prices for the items under the Provisional Sums to cover his overheads and profits | % | 0.1 | A429.6 | Contractor to quote ONLY for his percentage markup on the amount on the base prices for the items under the Provisional Sums to cover his overheads and profits | % | 0.1 | A429.6 | Contractor to quote ONLY for his percentage markup on the amount on the base prices for the items under the Provisional Sums to cover his overheads and profits | % | 0.1 | A429.6 | Contractor to quote ONLY for his percentage markup on the amount on the base prices for the items under the Provisional Sums to cover his overheads and profits | % | 0.1 | A429.6 | Contractor to quote ONLY for his percentage markup on the amount on the base prices for the items under the Provisional Sums to cover his overheads and profits | % | 0.1 | A429.6 | Contractor to quote ONLY for his percentage markup on the amount on the base prices for the items under the Provisional Sums to cover his overheads and profits | % | 0.1 | A429.6 | Contractor to quote ONLY for his percentage markup on the amount on the base prices for the items under the Provisional Sums to cover his overheads and profits | % | 0.1 | A429.6 | Contractor to quote ONLY for his percentage markup on the amount on the base prices for the items under the Provisional Sums to cover his overheads and profits | % | 0.1 | A429.6 | Contractor to quote ONLY for his percentage markup on the amount on the base prices for the items under the Provisional Sums to cover his overheads and profits | % | 0.1 | A429.6 | Contractor to quote ONLY for his percentage markup on the amount on the base prices for the items under the Provisional Sums to cover his overheads and profits | % | 0.1 | A429.6 | Contractor to quote ONLY for his percentage markup on the amount on the base prices for the items under the Provisional Sums to cover his overheads and profits | % | 0.1 | A429.6 | Contractor to quote ONLY for his percentage markup on the amount on the base prices for the items under the Provisional Sums to cover his overheads and profits | % | 0.1 | A429.6 | Contractor to quote ONLY for his percentage markup on the amount on the base prices for the items under the Provisional Sums to cover his overheads and profits | % | 0.1 | A429.6 | Contractor to quote ONLY for his percentage markup on the amount on the base prices for the items under the Provisional Sums to cover his overheads and profits | % | 0.1 | A429.6 | Contractor to quote ONLY for his percentage markup on the amount on the base prices for the items under the Provisional Sums to cover his overheads and profits | % | 0.1 | A429.6 | Contractor to quote ONLY for his percentage markup on the amount on the base prices for the items under the Provisional Sums to cover his overheads and profits | % | 0.1 | A429.6 | Contractor to quote ONLY for his percentage markup on the amount on the base prices for the items under the Provisional Sums to cover his overheads and profits | % | 0.1 | A429.6 | Contractor to quote ONLY for his percentage markup on the amount on the base prices for the items under the Provisional Sums to cover his overheads and profits | % | 0.1 | A429.6 | Contractor to quote ONLY for his percentage markup on the amount on the base prices for the items under the Provisional Sums to cover his overheads and profits | % | 0.1 | A429.6 | Contractor to quote ONLY for his percentage markup on the amount on the base prices for the items under the Provisional Sums to cover his overheads and profits | % | 0.1 | A429.6 | Contractor to quote ONLY for his percentage markup on the amount on the base prices for the items under the Provisional Sums to cover his overheads and profits | % | 0.1 | A429.6 | Contractor to quote ONLY for his percentage markup on the amount on the base prices for the items under the Provisional Sums to cover his overheads and profits | % | 0.1 | A429.6 | Contractor to quote ONLY for his percentage markup on the amount on the base prices for the items under the Provisional Sums to cover his overheads and profits | % | 0.1 | A429.6 | Contractor to quote ONLY for his percentage markup on the amount on the base prices for the items under the Provisional Sums to cover his overheads and profits | % | 0.1 | A429.6 | Contractor to quote ONLY for his percentage markup on the amount on the base prices for the items under the Provisional Sums to cover his overheads and profits | % | 0.1 | A429.6 | Contractor to quote ONLY for his percentage markup on the amount on the base prices for the items under the Provisional Sums to cover his overheads and profits | % | 0.1 | A429.6 | Contractor to quote ONLY for his percentage markup on the amount on the base prices for the items under the Provisional Sums to cover his overheads and profits | % | 0.1 | A429.6 | Contractor to quote ONLY for his percentage markup on the amount on the base prices for the items under the Provisional Sums to cover his overheads and profits | % | 0.1 | A429.6 | Contractor to quote ONLY for his percentage markup on the amount on the base prices for the items under the Provisional Sums to cover his overheads and profits | % | 0.1 | A429.6 | Contractor to quote ONLY for his percentage markup on the amount on the base prices for the items under the Provisional Sums to cover his overheads and profits | % | 0.1 | A429.6 | Contractor to quote ONLY for his percentage markup on the amount on the base prices for the items under the Provisional Sums to cover his overheads and profits | % | 0.1 | A429.6 | Contractor to quote ONLY for his percentage markup on the amount on the base prices for the items under the Provisional Sums to cover his overheads and profits | % | 0.1 | A429.6 | Contractor to quote ONLY for his percentage markup on the amount on the base prices for the items under the Provisional Sums to cover his overheads and profits | % | 0.1 | A429.6 | Contractor to quote ONLY for his percentage markup on the amount on the base prices for the items under the Provisional Sums to cover his overheads and profits | % | 0.1 | A429.6 | Contractor to quote ONLY for his percentage markup on the amount on the base prices for the items under the Provisional Sums to cover his overheads and profits | % | 0.1 | A429.6 | Contractor to quote ONLY for his percentage markup on the amount on the base prices for the items under the Provisional Sums to cover his overheads and profits | % | 0.1 | A429.6 | Contractor to quote ONLY for his percentage markup on the amount on the base prices for the items under the Provisional Sums to cover his overheads and profits | % | 0.1 | A429.6 | Contractor to quote ONLY for his percentage markup on the amount on the base prices for the items under the Provisional Sums to cover his overheads and profits | % | 0.1 | A429.6 | Contractor to quote ONLY for his percentage markup on the amount on the base prices for the items under the Provisional Sums to cover his overheads and profits | % | 0.1 | A429.6 | Contractor to quote ONLY for his percentage markup on the amount on the base prices for the items under the Provisional Sums to cover his overheads and profits | % | 0.1 | A429.6 | Contractor to quote ONLY for his percentage markup on the amount on the base prices for the items under the Provisional Sums to cover his overheads and profits | % | 0.1 | A429.6 | Contractor to quote ONLY for his percentage markup on the amount on the base prices for the items under the Provisional Sums to cover his overheads and profits | % | 0.1 | A429.6 | Contractor to quote ONLY for his percentage markup on the amount on the base prices for the items under the Provisional Sums to cover his overheads and profits | % | 0.1 | A429.6 | Contractor to quote ONLY for his percentage markup on the amount on the base prices for the items under the Provisional Sums to cover his overheads and profits | % | 0.1 | A429.6 | Contractor to quote ONLY for his percentage markup on the amount on the base prices for the items under the Provisional Sums to cover his overheads and profits | % | 0.1 | A429.6 | Contractor to quote ONLY for his percentage markup on the amount on the base prices for the items under the Provisional Sums to cover his overheads and profits | % | 0.1 | A429.6 | Contractor to quote ONLY for his percentage markup on the amount on the base prices for the items under the Provisional Sums to cover his overheads and profits | % | 0.1 | A429.6 | Contractor to quote ONLY for his percentage markup on the amount on the base prices for the items under the Provisional Sums to cover his overheads and profits | % | 0.1 | A429.6 | Contractor to quote ONLY for his percentage markup on the amount on the base prices for the items under the Provisional Sums to cover his overheads and profits | % | 0.1 | A429.6 | Contractor to quote ONLY for his percentage markup on the amount on the base prices for the items under the Provisional Sums to cover his overheads and profits | % | 0.1 | A429.6 | Contractor to quote ONLY for his percentage markup on the amount on the base prices for the items under the Provisional Sums to cover his overheads and profits | % | 0.1 | A429.6 | Contractor to quote ONLY for his percentage markup on the amount on the base prices for the items under the Provisional Sums to cover his overheads and profits | % | 0.1 | A429.6 | Contractor to quote ONLY for his percentage markup on the amount on the base prices for the items under the Provisional Sums to cover his overheads and profits | % | 0.1 | A429.6 | Contractor to quote ONLY for his percentage markup on the amount on the base prices for the items under the Provisional Sums to cover his overheads and profits | % | 0.1 | A429.6 | Contractor to quote ONLY for his percentage markup on the amount on the base prices for the items under the Provisional Sums to cover his overheads and profits | % | 0.1 | A429.6 | Contractor to quote ONLY for his percentage markup on the amount on the base prices for the items under the Provisional Sums to cover his overheads and profits | % | 0.1 | A429.6 | Contractor to quote ONLY for his percentage markup on the amount on the base prices for the items under the Provisional Sums to cover his overheads and profits | % | 0.1 | A429.6 | Contractor to quote ONLY for his percentage markup on the amount on the base prices for the items under the Provisional Sums to cover his overheads and profits | % | 0.1 | A429.6 | Contractor to quote ONLY for his percentage markup on the amount on the base prices for the items under the Provisional Sums to cover his overheads and profits | % | 0.1 | A429.6 | Contractor to quote ONLY for his percentage markup on the amount on the base prices for the items under the Provisional Sums to cover his overheads and profits | % | 0.1 | A429.6 | Contractor to quote ONLY for his percentage markup on the amount on the base prices for the items under the Provisional Sums to cover his overheads and profits | % | 0.1 | A429.6 | Contractor to quote ONLY for his percentage markup on the amount on the base prices for the items under the Provisional Sums to cover his overheads and profits | % | 0.1 | A429.6 | Contractor to quote ONLY for his percentage markup on the amount on the base prices for the items under the Provisional Sums to cover his overheads and profits | % | 0.1 | A429.6 | Contractor to quote ONLY for his percentage markup on the amount on the base prices for the items under the Provisional Sums to cover his overheads and profits | % | 0.1 | A429.6 | Contractor to quote ONLY for his percentage markup on the amount on the base prices for the items under the Provisional Sums to cover his overheads and profits | % | 0.1 | A429.6 | Contractor to quote ONLY for his percentage markup on the amount on the base prices for the items under the Provisional Sums to cover his overheads and profits | % | 0.1 | A429.6 | Contractor to quote ONLY for his percentage markup on the amount on the base prices for the items under the Provisional Sums to cover his overheads and profits | % | 0.1 | A429.6 | Contractor to quote ONLY for his percentage markup on the amount on the base prices for the items under the Provisional Sums to cover his overheads and profits | % | 0.1 | A429.6 | Contractor to quote ONLY for his percentage markup on the amount on the base prices for the items under the Provisional Sums to cover his overheads and profits | % | 0.1 | A429.6 | Contractor to quote ONLY for his percentage markup on the amount on the base prices for the items under the Provisional Sums to cover his overheads and profits | % | 0.1 | A429.6 | Contractor to quote ONLY for his percentage markup on the amount on the base prices for the items under the Provisional Sums to cover his overheads and profits | % | 0.1 | A429.6 | Contractor to quote ONLY for his percentage markup on the amount on the base prices for the items under the Provisional Sums to cover his overheads and profits | % | 0.1 | A429.6 | Contractor to quote ONLY for his percentage markup on the amount on the base prices for the items under the Provisional Sums to cover his overheads and profits | % | 0.1 | A429.6 | Contractor to quote ONLY for his percentage markup on the amount on the base prices for the items under the Provisional Sums to cover his overheads and profits | % | 0.1 | A429.6 | Contractor to quote ONLY for his percentage markup on the amount on the base prices for the items under the Provisional Sums to cover his overheads and profits | % | 0.1 | A429.6 | Contractor to quote ONLY for his percentage markup on the amount on the base prices for the items under the Provisional Sums to cover his overheads and profits | % | 0.1 | A429.6 | Contractor to quote ONLY for his percentage markup on the amount on the base prices for the items under the Provisional Sums to cover his overheads and profits | % | 0.1 | A429.6 | Contractor to quote ONLY for his percentage markup on the amount on the base prices for the items under the Provisional Sums to cover his overheads and profits | % | 0.1 | A429.6 | Contractor to quote ONLY for his percentage markup on the amount on the base prices for the items under the Provisional Sums to cover his overheads and profits | % | 0.1 | A429.6 | Contractor to quote ONLY for his percentage markup on the amount on the base prices for the items under the Provisional Sums to cover his overheads and profits | % | 0.1 | A429.6 | Contractor to quote ONLY for his percentage markup on the amount on the base prices for the items under the Provisional Sums to cover his overheads and profits | % | 0.1 | A429.6 | Contractor to quote ONLY for his percentage markup on the amount on the base prices for the items under the Provisional Sums to cover his overheads and profits | % | 0.1 | A429.6 | Contractor to quote ONLY for his percentage markup on the amount on the base prices for the items under the Provisional Sums to cover his overheads and profits | % | 0.1 | A429.6 | Contractor to quote ONLY for his percentage markup on the amount on the base prices for the items under the Provisional Sums to cover his overheads and profits | % | 0.1 | A429.6 | Contractor to quote ONLY for his percentage markup on the amount on the base prices for the items under the Provisional Sums to cover his overheads and profits | % | 0.1 | A429.6 | Contractor to quote ONLY for his percentage markup on the amount on the base prices for the items under the Provisional Sums to cover his overheads and profits | % | 0.1 | A429.6 | Contractor to quote ONLY for his percentage markup on the amount on the base prices for the items under the Provisional Sums to cover his overheads and profits | % | 0.1 | A429.6 | Contractor to quote ONLY for his percentage markup on the amount on the base prices for the items under the Provisional Sums to cover his overheads and profits | % | 0.1 | A429.6 | Contractor to quote ONLY for his percentage markup on the amount on the base prices for the items under the Provisional Sums to cover his overheads and profits | % | 0.1 | A429.6 | Contractor to quote ONLY for his percentage markup on the amount on the base prices for the items under the Provisional Sums to cover his overheads and profits | % | 0.1 | A429.6 | Contractor to quote ONLY for his percentage markup on the amount on the base prices for the items under the Provisional Sums to cover his overheads and profits | % | 0.1 | A429.6 | Contractor to quote ONLY for his percentage markup on the amount on the base prices for the items under the Provisional Sums to cover his overheads and profits | % | 0.1 | A429.6 | Contractor to quote ONLY for his percentage markup on the amount on the base prices for the items under the Provisional Sums to cover his overheads and profits | % | 0.1 | A429.6 | Contractor to quote ONLY for his percentage markup on the amount on the base prices for the items under the Provisional Sums to cover his overheads and profits | % | 0.1 | A429.6 | Contractor to quote ONLY for his percentage markup on the amount on the base prices for the items under the Provisional Sums to cover his overheads and profits | % | 0.1 | A429.6 | Contractor to quote ONLY for his percentage markup on the amount on the base prices for the items under the Provisional Sums to cover his overheads and profits | % | 0.1 | A429.6 | Contractor to quote ONLY for his percentage markup on the amount on the base prices for the items under the Provisional Sums to cover his overheads and profits | % | 0.1 | A429.6 | Contractor to quote ONLY for his percentage markup on the amount on the base prices for the items under the Provisional Sums to cover his overheads and profits | % | 0.1 | A429.6 | Contractor to quote ONLY for his percentage markup on the amount on the base prices for the items under the Provisional Sums to cover his overheads and profits | % | 0.1 | A429.6 | Contractor to quote ONLY for his percentage markup on the amount on the base prices for the items under the Provisional Sums to cover his overheads and profits | % | 0.1 | A429.6 | Contractor to quote ONLY for his percentage markup on the amount on the base prices for the items under the Provisional Sums to cover his overheads and profits | % | 0.1 | A429.6 | Contractor to quote ONLY for his percentage markup on the amount on the base prices for the items under the Provisional Sums to cover his overheads and profits | % | 0.1 | A429.6 | Contractor to quote ONLY for his percentage markup on the amount on the base prices for the items under the Provisional Sums to cover his overheads and profits | % | 0.1 | A429.6 | Contractor to quote ONLY for his percentage markup on the amount on the base prices for the items under the Provisional Sums to cover his overheads and profits | % | 0.1 | A429.6 | Contractor to quote ONLY for his percentage markup on the amount on the base prices for the items under the Provisional Sums to cover his overheads and profits | % | 0.1 | A429.6 | Contractor to quote ONLY for his percentage markup on the amount on the base prices for the items under the Provisional Sums to cover his overheads and profits | % | 0.1 | A429.6 | Contractor to quote ONLY for his percentage markup on the amount on the base prices for the items under the Provisional Sums to cover his overheads and profits | % | 0.1 | A429.6 | Contractor to quote ONLY for his percentage markup on the amount on the base prices for the items under the Provisional Sums to cover his overheads and profits | % | 0.1 | A429.6 | Contractor to quote ONLY for his percentage markup on the amount on the base prices for the items under the Provisional Sums to cover his overheads and profits | % | 0.1 | A429.6 | Contractor to quote ONLY for his percentage markup on the amount on the base prices for the items under the Provisional Sums to cover his overheads and profits | % | 0.1 | A429.6 | Contractor to quote ONLY for his percentage markup on the amount on the base prices for the items under the Provisional Sums to cover his overheads and profits | % | 0.1 | A429.6 | Contractor to quote ONLY for his percentage markup on the amount on the base prices for the items under the Provisional Sums to cover his overheads and profits | % | 0.1 | A429.6 | Contractor to quote ONLY for his percentage markup on the amount on the base prices for the items under the Provisional Sums to cover his overheads and profits | % | 0.1 | A429.6 | Contractor to quote ONLY for his percentage markup on the amount on the base prices for the items under the Provisional Sums to cover his overheads and profits | % | 0.1 | A429.6 | Contractor to quote ONLY for his percentage markup on the amount on the base prices for the items under the Provisional Sums to cover his overheads and profits | % | 0.1 | A429.6 | Contractor to quote ONLY for his percentage markup on the amount on the base prices for the items under the Provisional Sums to cover his overheads and profits | % | 0.1 | A429.6 | Contractor to quote ONLY for his percentage markup on the amount on the base prices for the items under the Provisional Sums to cover his overheads and profits | % | 0.1 | A429.6 | Contractor to quote ONLY for his percentage markup on the amount on the base prices for the items under the Provisional Sums to cover his overheads and profits | % | 0.1 | A429.6 | Contractor to quote ONLY for his percentage markup on the amount on the base prices for the items under the Provisional Sums to cover his overheads and profits | % | 0.1 | A429.6 | Contractor to quote ONLY for his percentage markup on the amount on the base prices for the items under the Provisional Sums to cover his overheads and profits | % | 0.1 | A429.6 | Contractor to quote ONLY for his percentage markup on the amount on the base prices for the items under the Provisional Sums to cover his overheads and profits | % | 0.1 | A429.6 | Contractor to quote ONLY for his percentage markup on the amount on the base prices for the items under the Provisional Sums to cover his overheads and profits | % | 0.1 | A429.6 | Contractor to quote ONLY for his percentage markup on the amount on the base prices for the items under the Provisional Sums to cover his overheads and profits | % | 0.1 | A429.6 | Contractor to quote ONLY for his percentage markup on the amount on the base prices for the items under the Provisional Sums to cover his overheads and profits | % | 0.1 | A429.6 | Contractor to quote ONLY for his percentage markup on the amount on the base prices for the items under the Provisional Sums to cover his overheads and profits | % | 0.1 | A429.6 | Contractor to quote ONLY for his percentage markup on the amount on the base prices for the items under the Provisional Sums to cover his overheads and profits | % | 0.1 | A429.6 | Contractor to quote ONLY for his percentage markup on the amount on the base prices for the items under the Provisional Sums to cover his overheads and profits | % | 0.1 | A429.6 | Contractor to quote ONLY for his percentage markup on the amount on the base prices for the items under the Provisional Sums to cover his overheads and profits | % | 0.1 | A429.6 | Contractor to quote ONLY for his percentage markup on the amount on the base prices for the items under the Provisional Sums to cover his overheads and profits | % | 0.1 | A429.6 | Contractor to quote ONLY for his percentage markup on the amount on the base prices for the items under the Provisional Sums to cover his overheads and profits | % | 0.1 | A429.6 | Contractor to quote ONLY for his percentage markup on the amount on the base prices for the items under the Provisional Sums to cover his overheads and profits | % | 0.1 | A429.6 | Contractor to quote ONLY for his percentage markup on the amount on the base prices for the items under the Provisional Sums to cover his overheads and profits | % | 0.1 | A429.6 | Contractor to quote ONLY for his percentage markup on the amount on the base prices for the items under the Provisional Sums to cover his overheads and profits | % | 0.1 | A429.6 | Contractor to quote ONLY for his percentage markup on the amount on the base prices for the items under the Provisional Sums to cover his overheads and profits | % | 0.1 | A429.6 | Contractor to quote ONLY for his percentage markup on the amount on the base prices for the items under the Provisional Sums to cover his overheads and profits | % | 0.1 | A429.6 | Contractor to quote ONLY for his percentage markup on the amount on the base prices for the items under the Provisional Sums to cover his overheads and profits | % | 0.1 | A429.6 | Contractor to quote ONLY for his percentage markup on the amount on the base prices for the items under the Provisional Sums to cover his overheads and profits | % | 0.1 | A429.6 | Contractor to quote ONLY for his percentage markup on the amount on the base prices for the items under the Provisional Sums to cover his overheads and profits | % | 0.1 | A429.6 | Contractor to quote ONLY for his percentage markup on the amount on the base prices for the items under the Provisional Sums to cover his overheads and profits | % | 0.1 | A429.6 | Contractor to quote ONLY for his percentage markup on the amount on the base prices for the items under the Provisional Sums to cover his overheads and profits | % | 0.1 | A429.6 | Contractor to quote ONLY for his percentage markup on the amount on the base prices for the items under the Provisional Sums to cover his overheads and profits | % | 0.1 | A429.6 | Contractor to quote ONLY for his percentage markup on the amount on the base prices for the items under the Provisional Sums to cover his overheads and profits | % | 0.1 | A429.6 | Contractor to quote ONLY for his percentage markup on the amount on the base prices for the items under the Provisional Sums to cover his overheads and profits | % | 0.1 | A429.6 | Contractor to quote ONLY for his percentage markup on the amount on the base prices for the items under the Provisional Sums to cover his overheads and profits | % | 0.1 | A429.6 | Contractor to quote ONLY for his percentage markup on the amount on the base prices for the items under the Provisional Sums to cover his overheads and profits | % | 0.1 | A429.6 | Contractor to quote ONLY for his percentage markup on the amount on the base prices for the items under the Provisional Sums to cover his overheads and profits | % | 0.1 | A429.6 | Contractor to quote ONLY for his percentage markup on the amount on the base prices for the items under the Provisional Sums to cover his overheads and profits | % | 0.1 | A429.6 | Contractor to quote ONLY for his percentage markup on the amount on the base prices for the items under the Provisional Sums to cover his overheads and profits | % | 0.1 | A429.6 | Contractor to quote ONLY for his percentage markup on the amount on the base prices for the items under the Provisional Sums to cover his overheads and profits | % | 0.1 | A429.6 | Contractor to quote ONLY for his percentage markup on the amount on the base prices for the items under the Provisional Sums to cover his overheads and profits | % | 0.1 | A429.6 | Contractor to quote ONLY for his percentage markup on the amount on the base prices for the items under the Provisional Sums to cover his overheads and profits | % | 0.1 | A429.6 | Contractor to quote ONLY for his percentage markup on the amount on the base prices for the items under the Provisional Sums to cover his overheads and profits | % | 0.1 | A429.6 | Contractor to quote ONLY for his percentage markup on the amount on the base prices for the items under the Provisional Sums to cover his overheads and profits | % | 0.1 | A429.6 | Contractor to quote ONLY for his percentage markup on the amount on the base prices for the items under the Provisional Sums to cover his overheads and profits | % | 0.1 | A429.6 | Contractor to quote ONLY for his percentage markup on the amount on the base prices for the items under the Provisional Sums to cover his overheads and profits | % | 0.1 | A429.6 | Contractor to quote ONLY for his percentage markup on the amount on the base prices for the items under the Provisional Sums to cover his overheads and profits | % | 0.1 | A429.6 | Contractor to quote ONLY for his percentage markup on the amount on the base prices for the items under the Provisional Sums to cover his overheads and profits | % | 0.1 | A429.6 | Contractor to quote ONLY for his percentage markup on the amount on the base prices for the items under the Provisional Sums to cover his overheads and profits | % | 0.1 | A429.6 | Contractor to quote ONLY for his percentage markup on the amount on the base prices for the items under the Provisional Sums to cover his overheads and profits | % | 0.1 | A429.6 | Contractor to quote ONLY for his percentage markup on the amount on the base prices for the items under the Provisional Sums to cover his overheads and profits | % | 0.1 | A429.6 | Contractor to quote ONLY for his percentage markup on the amount on the base prices for the items under the Provisional Sums to cover his overheads and profits | % | 0.1 | A429.6 | Contractor to quote ONLY for his percentage markup on the amount on the base prices for the items under the Provisional Sums to cover his overheads and profits | % | 0.1 | A429.6 | Contractor to quote ONLY for his percentage markup on the amount on the base prices for the items under the Provisional Sums to cover his overheads and profits | % | 0.1 | A429.6 | Contractor to quote ONLY for his percentage markup on the amount on the base prices for the items under the Provisional Sums to cover his overheads and profits | % | 0.1 | A429.6 | Contractor to quote ONLY for his percentage markup on the amount on the base prices for the items under the Provisional Sums to cover his overheads and profits | % | 0.1 | A429.6 | Contractor to quote ONLY for his percentage markup on the amount on the base prices for the items under the Provisional Sums to cover his overheads and profits | % | 0.1 | A429.6 | Contractor to quote ONLY for his percentage markup on the amount on the base prices for the items under the Provisional Sums to cover his overheads and profits | % | 0.1 | A429.6 | Contractor to quote ONLY for his percentage markup on the amount on the base prices for the items under the Provisional Sums to cover his overheads and profits | % | 0.1 | A429.6 | Contractor to quote ONLY for his percentage markup on the amount on the base prices for the items under the Provisional Sums to cover his overheads and profits | % | 0.1 | A429.6 | Contractor to quote ONLY for his percentage markup on the amount on the base prices for the items under the Provisional Sums to cover his overheads and profits | % | 0.1 | A429.6 | Contractor to quote ONLY for his percentage markup on the amount on the base prices for the items under the Provisional Sums to cover his overheads and profits | % | 0.1 | A429.6 | Contractor to quote ONLY for his percentage markup on the amount on the base prices for the items under the Provisional Sums to cover his overheads and profits | % | 0.1 | A429.6 | Contractor to quote ONLY for his percentage markup on the amount on the base prices for the items under the Provisional Sums to cover his overheads and profits | % | 0.1 | A429.6 | Contractor to quote ONLY for his percentage markup on the amount on the base prices for the items under the Provisional Sums to cover his overheads and profits | % | 0.1 | A429.6 | Contractor to quote ONLY for his percentage markup on the amount on the base prices for the items under the Provisional Sums to cover his overheads and profits | % | 0.1 | A429.6 | Contractor to quote ONLY for his percentage markup on the amount on the base prices for the items under the Provisional Sums to cover his overheads and profits | % | 0.1 | A429.6 | Contractor to quote ONLY for his percentage markup on the amount on the base prices for the items under the Provisional Sums to cover his overheads and profits | % | 0.1 | A429.6 | Contractor to quote ONLY for his percentage markup on the amount on the base prices for the items under the Provisional Sums to cover his overheads and profits | % | 0.1 | A429.6 | Contractor to quote ONLY for his percentage markup on the amount on the base prices for the items under the Provisional Sums to cover his overheads and profits | % | 0.1 | A429.6 | Contractor to quote ONLY for his percentage markup on the amount on the base prices for the items under the Provisional Sums to cover his overheads and profits | % | 0.1 | A429.6 | Contractor to quote ONLY for his percentage markup on the amount on the base prices for the items under the Provisional Sums to cover his overheads and profits | % | 0.1 | A429.6 | Contractor to quote ONLY for his percentage markup on the amount on the base prices for the items under the Provisional Sums to cover his overheads and profits | % | 0.1 | A429.6 | Contractor to quote ONLY for his percentage markup on the amount on the base prices for the items under the Provisional Sums to cover his overheads and profits | % | 0.1 | A429.6 | Contractor to quote ONLY for his percentage markup on the amount on the base prices for the items under the Provisional Sums to cover his overheads and profits | % | 0.1 | A429.6 | Contractor to quote ONLY for his percentage markup on the amount on the base prices for the items under the Provisional Sums to cover his overheads and profits | % | 0.1 | A429.6 | Contractor to quote ONLY for his percentage markup on the amount on the base prices for the items under the Provisional Sums to cover his overheads and profits | % | 0.1 | A429.6 | Contractor to quote ONLY for his percentage markup on the amount on the base prices for the items under the Provisional Sums to cover his overheads and profits | % | 0.1 | A429.6 | Contractor to quote ONLY for his percentage markup on the amount on the base prices for the items under the Provisional Sums to cover his overheads and profits | % | 0.1 | A429.6 | Contractor to quote ONLY for his percentage markup on the amount on the base prices for the items under the Provisional Sums to cover his overheads and profits | % | 0.1 | A429.6 | Contractor to quote ONLY for his percentage markup on the amount on the base prices for the items under the Provisional Sums to cover his overheads and profits | % | 0.1 | A429.6 | Contractor to quote ONLY for his percentage markup on the amount on the base prices for the items under the Provisional Sums to cover his overheads and profits | % | 0.1 | A429.6 | Contractor to quote ONLY for his percentage markup on the amount on the base prices for the items under the Provisional Sums to cover his overheads and profits | % | 0.1 | A429.6 | Contractor to quote ONLY for his percentage markup on the amount on the base prices for the items under the Provisional Sums to cover his overheads and profits | % | 0.1 | A429.6 | Contractor to quote ONLY for his percentage markup on the amount on the base prices for the items under the Provisional Sums to cover his overheads and profits | % | 0.1 | A429.6 | Contractor to quote ONLY for his percentage markup on the amount on the base prices for the items under the Provisional Sums to cover his overheads and profits | % | 0.1 | A429.6 | Contractor to quote ONLY for his percentage markup on the amount on the base prices for the items under the Provisional Sums to cover his overheads and profits | % | 0.1 | A429.6 | Contractor to quote ONLY for his percentage markup on the amount on the base prices for the items under the Provisional Sums to cover his overheads and profits | % | 0.1 | A429.6 | Contractor to quote ONLY for his percentage markup on the amount on the base prices for the items under the Provisional Sums to cover his overheads and profits | % | 0.1 | A429.6 | Contractor to quote ONLY for his percentage markup on the amount on the base prices for the items under the Provisional Sums to cover his overheads and profits | % | 0.1 | A429.6 | Contractor to quote ONLY for his percentage markup on the amount on the base prices for the items under the Provisional Sums to cover his overheads and profits | % | 0.1 | A429.6 | Contractor to quote ONLY for his percentage markup on the amount on the base prices for the items under the Provisional Sums to cover his overheads and profits | % | 0.1 | A429.6 | Contractor to quote ONLY for his percentage markup on the amount on the base prices for the items under the Provisional Sums to cover his overheads and profits | % | 0.1 | A429.6 | Contractor to quote ONLY for his percentage markup on the amount on the base prices for the items under the Provisional Sums to cover his overheads and profits | % | 0.1 | A429.6 | Contractor to quote ONLY for his percentage markup on the amount on the base prices for the items under the Provisional Sums to cover his overheads and profits | % | 0.1 | A429.6 | Contractor to quote ONLY for his percentage markup on the amount on the base prices for the items under the Provisional Sums to cover his overheads and profits | % | 0.1 | A429.6 | Contractor to quote ONLY for his percentage markup on the amount on the base prices for the items under the Provisional Sums to cover his overheads and profits | % | 0.1 | A429.6 | Contractor to quote ONLY for his percentage markup on the amount on the base prices for the items under the Provisional Sums to cover his overheads and profits | % | 0.1 | A429.6 | Contractor to quote ONLY for his percentage markup on the amount on the base prices for the items under the Provisional Sums to cover his overheads and profits | % | 0.1 | A429.6 | Contractor to quote ONLY for his percentage markup on the amount on the base prices for the items under the Provisional Sums to cover his overheads and profits | % | 0.1 | A429.6 | Contractor to quote ONLY for his percentage markup on the amount on the base prices for the items under the Provisional Sums to cover his overheads and profits | % | 0.1 | A429.6 | Contractor to quote ONLY for his percentage markup on the amount on the base prices for the items under the Provisional Sums to cover his overheads and profits | % | 0.1 | A429.6 | Contractor to quote ONLY for his percentage markup on the amount on the base prices for the items under the Provisional Sums to cover his overheads and profits | % | 0.1 | A429.6 | Contractor to quote ONLY for his percentage markup on the amount on the base prices for the items under the Provisional Sums to cover his overheads and profits | % | 0.1 | A429.6 | Contractor to quote ONLY for his percentage markup on the amount on the base prices for the items under the Provisional Sums to cover his overheads and profits | % | 0.1 | A429.6 | Contractor to quote ONLY for his percentage markup on the amount on the base prices for the items under the Provisional Sums to cover his overheads and profits | % | 0.1 | A429.6 | Contractor to quote ONLY for his percentage markup on the amount on the base prices for the items under the Provisional Sums to cover his overheads and profits | % | 0.1 | A429.6 | Contractor to quote ONLY for his percentage markup on the amount on the base prices for the items under the Provisional Sums to cover his overheads and profits | % | 0.1 | A429.6 | Contractor to quote ONLY for his percentage markup on the amount on the base prices for the items under the Provisional Sums to cover his overheads and profits | % | 0.1 | A429.6 | Contractor to quote ONLY for his percentage markup on the amount on the base prices for the items under the Provisional Sums to cover his overheads and profits | % | 0.1 | A429.6 | Contractor to quote ONLY for his percentage markup on the amount on the base prices for the items under the Provisional Sums to cover his overheads and profits | % | 0.1 | A429.6 | Contractor to quote ONLY for his percentage markup on the amount on the base prices for the items under the Provisional Sums to cover his overheads and profits | % | 0.1 | A429.6 | Contractor to quote ONLY for his percentage markup on the amount on the base prices for the items under the Provisional Sums to cover his overheads and profits | % | 0.1 | A429.6 | Contractor to quote ONLY for his percentage markup on the amount on the base prices for the items under the Provisional Sums to cover his overheads and profits | % | 0.1 | A429.6 | Contractor to quote ONLY for his percentage markup on the amount on the base prices for the items under the Provisional Sums to cover his overheads and profits | % | 0.1 | A429.6 | Contractor to quote ONLY for his percentage markup on the amount on the base prices for the items under the Provisional Sums to cover his overheads and profits | % | 0.1 | A429.6 | Contractor to quote ONLY for his percentage markup on the amount on the base prices for the items under the Provisional Sums to cover his overheads and profits | % | 0.1 | A429.6 | Contractor to quote ONLY for his percentage markup on the amount on the base prices for the items under the Provisional Sums to cover his overheads and profits | % | 0.1 | A429.6 | Contractor to quote ONLY for his percentage markup on the amount on the base prices for the items under the Provisional Sums to cover his overheads and profits | % | 0.1 | A429.6 | Contractor to quote ONLY for his percentage markup on the amount on the base prices for the items under the Provisional Sums to cover his overheads and profits | % | 0.1 | A429.6 | Contractor to quote ONLY for his percentage markup on the amount on the base prices for the items under the Provisional Sums to cover his overheads and profits | % | 0.1 | A429.6 | Contractor to quote ONLY for his percentage markup on the amount on the base prices for the items under the Provisional Sums to cover his overheads and profits | % | 0.1 | A429.6 | Contractor to quote ONLY for his percentage markup on the amount on the base prices for the items under the Provisional Sums to cover his overheads and profits | % | 0.1 | A429.6 | Contractor to quote ONLY for his percentage markup on the amount on the base prices for the items under the Provisional Sums to cover his overheads and profits | % | 0.1 | A429.6 | Contractor to quote ONLY for his percentage markup on the amount on the base prices for the items under the Provisional Sums to cover his overheads and profits | % | 0.1 | A429.6 | Contractor to quote ONLY for his percentage markup on the amount on the base prices for the items under the Provisional Sums to cover his overheads and profits | % | 0.1 | A429.6 | Contractor to quote ONLY for his percentage markup on the amount on the base prices for the items under the Provisional Sums to cover his overheads and profits | % | 0.1 | A429.6 | Contractor to quote ONLY for his percentage markup on the amount on the base prices for the items under the Provisional Sums to cover his overheads and profits | % | 0.1 | A429.6 | Contractor to quote ONLY for his percentage markup on the amount on the base prices for the items under the Provisional Sums to cover his overheads and profits | % | 0.1 | A429.6 | Contractor to quote ONLY for his percentage markup on the amount on the base prices for the items under the Provisional Sums to cover his overheads and profits | % | 0.1 | A429.6 | Contractor to quote ONLY for his percentage markup on the amount on the base prices for the items under the Provisional Sums to cover his overheads and profits | % | 0.1 | A429.6 | Contractor to quote ONLY for his percentage markup on the amount on the base prices for the items under the Provisional Sums to cover his overheads and profits | % | 0.1 | A429.6 | Contractor to quote ONLY for his percentage markup on the amount on the base prices for the items under the Provisional Sums to cover his overheads and profits | % | 0.1 | A429.6 | Contractor to quote ONLY for his percentage markup on the amount on the base prices for the items under the Provisional Sums to cover his overheads and profits | % | 0.1 | A429.6 | Contractor to quote ONLY for his percentage markup on the amount on the base prices for the items under the Provisional Sums to cover his overheads and profits | % | 0.1 | A429.6 | Contractor to quote ONLY for his percentage markup on the amount on the base prices for the items under the Provisional Sums to cover his overheads and profits | % | 0.1 | A429.6 | Contractor to quote ONLY for his percentage markup on the amount on the base prices for the items under the Provisional Sums to cover his overheads and profits | % | 0.1 | A429.6 | Contractor to quote ONLY for his percentage markup on the amount on the base prices for the items under the Provisional Sums to cover his overheads and profits | % | 0.1 | A429.6 | Contractor to quote ONLY for his percentage markup on the amount on the base prices for the items under the Provisional Sums to cover his overheads and profits | % | 0.1 | A429.6 | Contractor to quote ONLY for his percentage markup on the amount on the base prices for the items under the Provisional Sums to cover his overheads and profits | % | 0.1 | A429.6 | Contractor to quote ONLY for his percentage markup on the amount on the base prices for the items under the Provisional Sums to cover his overheads and profits | % | 0.1 | A429.6 | Contractor to quote ONLY for his percentage markup on the amount on the base prices for the items under the Provisional Sums to cover his overheads and profits | % | 0.1 | A429.6 | Contractor to quote ONLY for his percentage markup on the amount on the base prices for the items under the Provisional Sums to cover his overheads and profits | % | 0.1 | A429.6 | Contractor to quote ONLY for his percentage markup on the amount on the base prices for the items under the Provisional Sums to cover his overheads and profits | % | 0.1 | A429.6 | Contractor to quote ONLY for his percentage markup on the amount on the base prices for the items under the Provisional Sums to cover his overheads and profits | % | 0.1 | A429.6 | Contractor to quote ONLY for his percentage markup on the amount on the base prices for the items under the Provisional Sums to cover his overheads and profits | % | 0.1 | A429.6 | Contractor to quote ONLY for his percentage markup on the amount on the base prices for the items under the Provisional Sums to cover his overheads and profits | % | 0.1 | A429.6 | Contractor to quote ONLY for his percentage markup on the amount on the base prices for the items under the Provisional Sums to cover his overheads and profits | % | 0.1 | A429.6 | Contractor to quote ONLY for his percentage markup on the amount on the base prices for the items under the Provisional Sums to cover his overheads and profits | % | 0.1 | A429.6 | Contractor to quote ONLY for his percentage markup on the amount on the base prices for the items under the Provisional Sums to cover his overheads and profits | % | 0.1 | A429.6 | Contractor to quote ONLY for his percentage markup on the amount on the base prices for the items under the Provisional Sums to cover his overheads and profits | % | 0.1 | A429.6 | Contractor to quote ONLY for his percentage markup on the amount on the base prices for the items under the Provisional Sums to cover his overheads and profits | % | 0.1 | A429.6 | Contractor to quote ONLY for his percentage markup on the amount on the base prices for the items under the Provisional Sums to cover his overheads and profits | % | 0.1 | A429.6 | Contractor to quote ONLY for his percentage markup on the amount on the base prices for the items under the Provisional Sums to cover his overheads and profits | % | 0.1 | A429.6 | Contractor to quote ONLY for his percentage markup on the amount on the base prices for the items under the Provisional Sums to cover his overheads and profits | % | 0.1 | A429.6 | Contractor to quote ONLY for his percentage markup on the amount on the base prices for the items under the Provisional Sums to cover his overheads and profits | % | 0.1 | A429.6 | Contractor to quote ONLY for his percentage markup on the amount on the base prices for the items under the Provisional Sums to cover his overheads and profits | % | 0.1 | A429.6 | Contractor to quote ONLY for his percentage markup on the amount on the base prices for the items under the Provisional Sums to cover his overheads and profits | % | 0.1 | A429.6 | Contractor to quote ONLY for his percentage markup on the amount on the base prices for the items under the Provisional Sums to cover his overheads and profits | % | 0.1 | A429.6 | Contractor to quote ONLY for his percentage markup on the amount on the base prices for the items under the Provisional Sums to cover his overheads and profits | % | 0.1 | A429.6 | Contractor to quote ONLY for his percentage markup on the amount on the base prices for the items under the Provisional Sums to cover his overheads and profits | % | 0.1 | A429.6 | Contractor to quote ONLY for his percentage markup on the amount on the base prices for the items under the Provisional Sums to cover his overheads and profits | % | 0.1 | A429.6 | Contractor to quote ONLY for his percentage markup on the amount on the base prices for the items under the Provisional Sums to cover his overheads and profits | % | 0.1 | A429.6 | Contractor to quote ONLY for his percentage markup on the amount on the base prices for the items under the Provisional Sums to cover his overheads and profits | % | 0.1 | A429.6 | Contractor to quote ONLY for his percentage markup on the amount on the base prices for the items under the Provisional Sums to cover his overheads and profits | % | 0.1 | A429.6 | Contractor to quote ONLY for his percentage markup on the amount on the base prices for the items under the Provisional Sums to cover his overheads and profits | % | 0.1 | A429.6 | Contractor to quote ONLY for his percentage markup on the amount on the base prices for the items under the Provisional Sums to cover his overheads and profits | % | 0.1 | A429.6 | Contractor to quote ONLY for his percentage markup on the amount on the base prices for the items under the Provisional Sums to cover his overheads and profits | % | 0.1 | A429.6 | Contractor to quote ONLY for his percentage markup on the amount on the base prices for the items under the Provisional Sums to cover his overheads and profits | % | 0.1 | A429.6 | Contractor to quote ONLY for his percentage markup on the amount on the base prices for the items under the Provisional Sums to cover his overheads and profits | % | 0.1 | A429.6 | Contractor to quote ONLY for his percentage markup on the amount on the base prices for the items under the Provisional Sums to cover his overheads and profits | % | 0.1 | A429.6 | Contractor to quote ONLY for his percentage markup on the amount on the base prices for the items under the Provisional Sums to cover his overheads and profits | % | 0.1 | A429.6 | Contractor to quote ONLY for his percentage markup on the amount on the base prices for the items under the Provisional Sums to cover his overheads and profits | % | 0.1 | A429.6 | Contractor to quote ONLY for his percentage markup on the amount on the base prices for the items under the Provisional Sums to cover his overheads and profits | % | 0.1 | A429.6 | Contractor to quote ONLY for his percentage markup on the amount on the base prices for the items under the Provisional Sums to cover his overheads and profits | % | 0.1 | A429.6 | Contractor to quote ONLY for his percentage markup on the amount on the base prices for the items under the Provisional Sums to cover his overheads and profits | % | 0.1 | A429.6 | Contractor to quote ONLY for his percentage markup on the amount on the base prices for the items under the Provisional Sums to cover his overheads and profits | % | 0.1 | A429.6 | Contractor to quote ONLY for his percentage markup on the amount on the base prices for the items under the Provisional Sums to cover his overheads and profits | % | 0.1 | A429.6 | Contractor to quote ONLY for his percentage markup on the amount on the base prices for the items under the Provisional Sums to cover his overheads and profits | % | 0.1 | A429.6 | Contractor to quote ONLY for his percentage markup on the amount on the base prices for the items under the Provisional Sums to cover his overheads and profits | % | 0.1 | A429.6 | Contractor to quote ONLY for his percentage markup on the amount on the base prices for the items under the Provisional Sums to cover his overheads and profits | % | 0.1 | A429.6 | Contractor to quote ONLY for his percentage markup on the amount on the base prices for the items under the Provisional Sums to cover his overheads and profits | % | 0.1 | A429.6 | Contractor to quote ONLY for his percentage markup on the amount on the base prices for the items under the Provisional Sums to cover his overheads and profits | % | 0.1 | A429.6 | Contractor to quote ONLY for his percentage markup on the amount on the base prices for the items under the Provisional Sums to cover his overheads and profits | % | 0.1 | A429.6 | Contractor to quote ONLY for his percentage markup on the amount on the base prices for the items under the Provisional Sums to cover his overheads and profits | % | 0.1 | A429.6 | Contractor to quote ONLY for his percentage markup on the amount on the base prices for the items under the Provisional Sums to cover his overheads and profits | % | 0.1 | A429.6 | Contractor to quote ONLY for his percentage markup on the amount on the base prices for the items under the Provisional Sums to cover his overheads and profits | % | 0.1 | A429.6 | Contractor to quote ONLY for his percentage markup on the amount on the base prices for the items under the Provisional Sums to cover his overheads and profits | % | 0.1 | A429.6 | Contractor to quote ONLY for his percentage markup on the amount on the base prices for the items under the Provisional Sums to cover his overheads and profits | % | 0.1 | A429.6 | Contractor to quote ONLY for his percentage markup on the amount on the base prices for the items under the Provisional Sums to cover his overheads and profits | % | 0.1 | A429.6 | Contractor to quote ONLY for his percentage markup on the amount on the base prices for the items under the Provisional Sums to cover his overheads and profits | % | 0.1 | A429.6 | Contractor to quote ONLY for his percentage markup on the amount on the base prices for the items under the Provisional Sums to cover his overheads and profits | % | 0.1 | A429.6 | Contractor to quote ONLY for his percentage markup on the amount on the base prices for the items under the Provisional Sums to cover his overheads and profits | % | 0.1 | A429.6 | Contractor to quote ONLY for his percentage markup on the amount on the base prices for the items under the Provisional Sums to cover his overheads and profits | % | 0.1 | A429.6 | Contractor to quote ONLY for his percentage markup on the amount on the base prices for the items under the Provisional Sums to cover his overheads and profits | % | 0.1 | A429.6 | Contractor to quote ONLY for his percentage markup on the amount on the base prices for the items under the Provisional Sums to cover his overheads and profits | % | 0.1 | A429.6 | Contractor to quote ONLY for his percentage markup on the amount on the base prices for the items under the Provisional Sums to cover his overheads and profits | % | 0.1 | A429.6 | Contractor to quote ONLY for his percentage markup on the amount on the base prices for the items under the Provisional Sums to cover his overheads and profits | % | 0.1 | A429.6 | Contractor to quote ONLY for his percentage markup on the amount on the base prices for the items under the Provisional Sums to cover his overheads and profits | % | 0.1 | A429.6 | Contractor to quote ONLY for his percentage markup on the amount on the base prices for the items under the Provisional Sums to cover his overheads and profits | % | 0.1 | A429.6 | Contractor to quote ONLY for his percentage markup on the amount on the base prices for the items under the Provisional Sums to cover his overheads and profits | % | 0.1 | A429.6 | Contractor to quote ONLY for his percentage markup on the amount on the base prices for the items under the Provisional Sums to cover his overheads and profits | % | 0.1 | A429.6 | Contractor to quote ONLY for his percentage markup on the amount on the base prices for the items under the Provisional Sums to cover his overheads and profits | % | 0.1 | A429.6 | Contractor to quote ONLY for his percentage markup on the amount on the base prices for the items under the Provisional Sums to cover his overheads and profits | % | 0.1 | A429.6 | Contractor to quote ONLY for his percentage markup on the amount on the base prices for the items under the Provisional Sums to cover his overheads and profits | % | 0.1 | A429.6 | Contractor to quote ONLY for his percentage markup on the amount on the base prices for the items under the Provisional Sums to cover his overheads and profits | % | 0.1 | A429.6 | Contractor to quote ONLY for his percentage markup on the amount on the base prices for the items under the Provisional Sums to cover his overheads and profits | % | 0.1 | A429.6 | Contractor to quote ONLY for his percentage markup on the amount on the base prices for the items under the Provisional Sums to cover his overheads and profits | % | 0.1 | A429.6 | Contractor to quote ONLY for his percentage markup on the amount on the base prices for the items under the Provisional Sums to cover his overheads and profits | % | 0.1 | A429.6 | Contractor to quote ONLY for his percentage markup on the amount on the base prices for the items under the Provisional Sums to cover his overheads and profits | % | 0.1 | A429.6 | Contractor to quote ONLY for his percentage markup on the amount on the base prices for the items under the Provisional Sums to cover his overheads and profits | % | 0.1 | A429.6 | Contractor to quote ONLY for his percentage markup on the amount on the base prices for the items under the Provisional Sums to cover his overheads and profits | % | 0.1 | A429.6 | Contractor to quote ONLY for his percentage markup on the amount on the base prices for the items under the Provisional Sums to cover his overheads and profits | % | 0.1 | A429.6 | Contractor to quote ONLY for his percentage markup on the amount on the base prices for the items under the Provisional Sums to cover his overheads and profits | % | 0.1 | A429.6 | Contractor to quote ONLY for his percentage markup on the amount on the base prices for the items under the Provisional Sums to cover his overheads and profits | % | 0.1 | A429.6 | Contractor to quote ONLY for his percentage markup on the amount on the base prices for the items under the Provisional Sums to cover his overheads and profits | % | 0.1 | A429.6 | Contractor to quote ONLY for his percentage markup on the amount on the base prices for the items under the Provisional Sums to cover his overheads and profits | % | 0.1 | A429.6 | Contractor to quote ONLY for his percentage markup on the amount on the base prices for the items under the Provisional Sums to cover his overheads and profits | % | 0.1 | A429.6 | Contractor to quote ONLY for his percentage markup on the amount on the base prices for the items under the Provisional Sums to cover his overheads and profits | % | 0.1 | A429.6 | Contractor to quote ONLY for his percentage markup on the amount on the base prices for the items under the Provisional Sums to cover his overheads and profits | % | 0.1 | A429.6 | Contractor to quote ONLY for his percentage markup on the amount on the base prices for the items under the Provisional Sums to cover his overheads and profits | % | 0.1 | A429.6 | Contractor to quote ONLY for his percentage markup on the amount on the base prices for the items under the Provisional Sums to cover his overheads and profits | % | 0.1 | A429.6 | Contractor to quote ONLY for his percentage markup on the amount on the base prices for the items under the Provisional Sums to cover his overheads and profits | % | 0.1 | A429.6 | Contractor to quote ONLY for his percentage markup on the amount on the base prices for the items under the Provisional Sums to cover his overheads and profits | % | 0.1 | A429.6 | Contractor to quote ONLY for his percentage markup on the amount on the base prices for the items under the Provisional Sums to cover his overheads and profits | % | 0.1 | A429.6 | Contractor to quote ONLY for his percentage markup on the amount on the base prices for the items under the Provisional Sums to cover his overheads and profits | % | 0.1 | A429.6 | Contractor to quote ONLY for his percentage markup on the amount on the base prices for the items under the Provisional Sums to cover his overheads and profits | % | 0.1 | A429.6 | Contractor to quote ONLY for his percentage markup on the amount on the base prices for the items under the Provisional Sums to cover his overheads and profits | % | 0.1 | A429.6 | Contractor to quote ONLY for his percentage markup on the amount on the base prices for the items under the Provisional Sums to cover his overheads and profits | % | 0.1 | A429.6 | Contractor to quote ONLY for his percentage markup on the amount on the base prices for the items under the Provisional Sums to cover his overheads and profits | % | 0.1 | A429.6 | Contractor to quote ONLY for his percentage markup on the amount on the base prices for the items under the Provisional Sums to cover his overheads and profits | % | 0.1 | A429.6 | Contractor to quote ONLY for his percentage markup on the amount on the base prices for the items under the Provisional Sums to cover his overheads and profits | % | 0.1 | A429.6 | Contractor to quote ONLY for his percentage markup on the amount on the base prices for the items under the Provisional Sums to cover his overheads and profits | % | 0.1 | A429.6 | Contractor to quote ONLY for his percentage markup on the amount on the base prices for the items under the Provisional Sums to cover his overheads and profits | % | 0.1 | A429.6 | Contractor to quote ONLY for his percentage markup on the amount on the base prices for the items under the Provisional Sums to cover his overheads and profits | % | 0.1 | A429.6 | Contractor to quote ONLY for his percentage markup on the amount on the base prices for the items under the Provisional Sums to cover his overheads and profits | % | 0.1 | A429.6 | Contractor to quote ONLY for his percentage markup on the amount on the base prices for the items under the Provisional Sums to cover his overheads and profits | % | 0.1 | A429.6 | Contractor to quote ONLY for his percentage markup on the amount on the base prices for the items under the Provisional Sums to cover his overheads and profits | % | 0.1 | A429.6 | Contractor to quote ONLY for his percentage markup on the amount on the base prices for the items under the Provisional Sums to cover his overheads and profits | % | 0.1 | A429.6 | Contractor to quote ONLY for his percentage markup on the amount on the base prices for the items under the Provisional Sums to cover his overheads and profits | % | 0.1 | A429.6 | Contractor to quote ONLY for his percentage markup on the amount on the base prices for the items under the Provisional Sums to cover his overheads and profits | % | 0.1 | A429.6 | Contractor to quote ONLY for his percentage markup on the amount on the base prices for the items under the Provisional Sums to cover his overheads and profits | % | 0.1 | A429.6 | Contractor to quote ONLY for his percentage markup on the amount on the base prices for the items under the Provisional Sums to cover his overheads and profits | % | 0.1 | A429.6 | Contractor to quote ONLY for his percentage markup on the amount on the base prices for the items under the Provisional Sums to cover his overheads and profits | % | 0.1 | A429.6 | Contractor to quote ONLY for his percentage markup on the amount on the base prices for the items under the Provisional Sums to cover his overheads and profits | % | 0.1 | A429.6 | Contractor to quote ONLY for his percentage markup on the amount on the base prices for the items under the Provisional Sums to cover his overheads and profits | % | 0.1 | A429.6 | Contractor to quote ONLY for his percentage markup on the amount on the base prices for the items under the Provisional Sums to cover his overheads and profits | % | 0.1 | A429.6 | Contractor to quote ONLY for his percentage markup on the amount on the base prices for the items under the Provisional Sums to cover his overheads and profits | % | 0.1 | A429.6 | Contractor to quote ONLY for his percentage markup on the amount on the base prices for the items under the Provisional Sums to cover his overheads and profits | % | 0.1 | A429.6 | Contractor to quote ONLY for his percentage markup on the amount on the base prices for the items under the Provisional Sums to cover his overheads and profits | % | 0.1 | A429.6 | Contractor to quote ONLY for his percentage markup on the amount on the base prices for the items under the Provisional Sums to cover his overheads and profits | % | 0.1 | A429.6 | Contractor to quote ONLY for his percentage markup on the amount on the base prices for the items under the Provisional Sums to cover his overheads and profits | % | 0.1 | A429.6 | Contractor to quote ONLY for his percentage markup on the amount on the base prices for the items under the Provisional Sums to cover his overheads and profits | % | 0.1 | A429.6 | Contractor to quote ONLY for his percentage markup on the amount on the base prices for the items under the Provisional Sums to cover his overheads and profits | % | 0.1 | A429.6 | Contractor to quote ONLY for his percentage markup on the amount on the base prices for the items under the Provisional Sums to cover his overheads and profits | % | 0.1 | A429.6 | Contractor to quote ONLY for his percentage markup on the amount on the base prices for the items under the Provisional Sums to cover his overheads and profits | % | 0.1 | A429.6 | Contractor to quote ONLY for his percentage markup on the amount on the base prices for the items under the Provisional Sums to cover his overheads and profits | % | 0.1 | A429.6 | Contractor to quote ONLY for his percentage markup on the amount on the base prices for the items under the Provisional Sums to cover his overheads and profits | % | 0.1 | A429.6 | Contractor to quote ONLY for his percentage markup on the amount on the base prices for the items under the Provisional Sums to cover his overheads and profits | % | 0.1 | A429.6 | Contractor to quote ONLY for his percentage markup on the amount on the base prices for the items under the Provisional Sums to cover his overheads and profits | % | 0.1 | A429.6 | Contractor to quote ONLY for his percentage markup on the amount on the base prices for the items under the Provisional Sums to cover his overheads and profits | % | 0.1 | A429.6 | Contractor to quote ONLY for his percentage markup on the amount on the base prices for the items under the Provisional Sums to cover his overheads and profits | % | 0.1 | A429.6 | Contractor to quote ONLY for his percentage markup on the amount on the base prices for the items under the Provisional Sums to cover his overheads and profits | % | 0.1 | A429.6 | Contractor to quote ONLY for his percentage markup on the amount on the base prices for the items under the Provisional Sums to cover his overheads and profits | % | 0.1 | A429.6 | Contractor to quote ONLY for his percentage markup on the amount on the base prices for the items under the Provisional Sums to cover his overheads and profits | % | 0.1 | A429.6 | Contractor to quote ONLY for his percentage markup on the amount on the base prices for the items under the Provisional Sums to cover his overheads and profits | % | 0.1 | A429.6 | Contractor to quote ONLY for his percentage markup on the amount on the base prices for the items under the Provisional Sums to cover his overheads and profits | % | 0.1 | A429.6 | Contractor to quote ONLY for his percentage markup on the amount on the base prices for the items under the Provisional Sums to cover his overheads and profits | % | 0.1 | A429.6 | Contractor to quote ONLY for his percentage markup on the amount on the base prices for the items under the Provisional Sums to cover his overheads and profits | % | 0.1 | A429.6 | Contractor to quote ONLY for his percentage markup on the amount on the base prices for the items under the Provisional Sums to cover his overheads and profits | % | 0.1 | A429.6 | Contractor to quote ONLY for his percentage markup on the amount on the base prices for the items under the Provisional Sums to cover his overheads and profits | % | 0.1 | A429.6 | Contractor to quote ONLY for his percentage markup on the amount on the base prices for the items under the Provisional Sums to cover his overheads and profits | % | 0.1 | A429.6 | Contractor to quote ONLY for his percentage markup on the amount on the base prices for the items under the Provisional Sums to cover his overheads and profits | % | 0.1 | A429.6 | Contractor to quote ONLY for his percentage markup on the amount on the base prices for the items under the Provisional Sums to cover his overheads and profits | % | 0.1 | A429.6 | Contractor to quote ONLY for his percentage markup on the amount on the base prices for the items under the Provisional Sums to cover his overheads and profits | % | 0.1 | A429.6 | Contractor to quote ONLY for his percentage markup on the amount on the base prices for the items under the Provisional Sums to cover his overheads and profits | % | 0.1 | A429.6 | Contractor to quote ONLY for his percentage markup on the amount on the base prices for the items under the Provisional Sums to cover his overheads and profits | % | 0.1 | A429.6 | Contractor to quote ONLY for his percentage markup on the amount on the base prices for the items under the Provisional Sums to cover his overheads and profits | % | 0.1 | A429.6 | Contractor to quote ONLY for his percentage markup on the amount on the base prices for the items under the Provisional Sums to cover his overheads and profits | % | 0.1 | A429.6 | Contractor to quote ONLY for his percentage markup on the amount on the base prices for the items under the Provisional Sums to cover his overheads and profits | % | 0.1 | A429.6 | Contractor to quote ONLY for his percentage markup on the amount on the base prices for the items under the Provisional Sums to cover his overheads and profits | % | 0.1 | A429.6 | Contractor to quote ONLY for his percentage markup on the amount on the base prices for the items under the Provisional Sums to cover his overheads and profits | % | 0.1 | A429.6 | Contractor to quote ONLY for his percentage markup on the amount on the base prices for the items under the Provisional Sums to cover his overheads and profits | % | 0.1 | A429.6 | Contractor to quote ONLY for his percentage markup on the amount on the base prices for the items under the Provisional Sums to cover his overheads and profits | % | 0.1 | A429.6 | Contractor to quote ONLY for his percentage markup on the amount on the base prices for the items under the Provisional Sums to cover his overheads and profits | % | 0.1 | A429.6 | Contractor to quote ONLY for his percentage markup on the amount on the base prices for the items under the Provisional Sums to cover his overheads and profits | % | 0.1 | A429.6 | Contractor to quote ONLY for his percentage markup on the amount on the base prices for the items under the Provisional Sums to cover his overheads and profits | % | 0.1 | A429.6 | Contractor to quote ONLY for his percentage markup on the amount on the base prices for the items under the Provisional Sums to cover his overheads and profits | % | 0.1 | A429.6 | Contractor to quote ONLY for his percentage markup on the amount on the base prices for the items under the Provisional Sums to cover his overheads and profits | % | 0.1 | A429.6 | Contractor to quote ONLY for his percentage markup on the amount on the base prices for the items under the Provisional Sums to cover his overheads and profits | % | 0.1 | A429.6 | Contractor to quote ONLY for his percentage markup on the amount on the base prices for the items under the Provisional Sums to cover his overheads and profits | % | 0.1 | A429.6 | Contractor to quote ONLY for his percentage markup on the amount on the base prices for the items under the Provisional Sums to cover his overheads and profits | % | 0.1 | A429.6 | Contractor to quote ONLY for his percentage markup on the amount on the base prices for the items under the Provisional Sums to cover his overheads and profits | % | 0.1 | A429.6 | Contractor to quote ONLY for his percentage markup on the amount on the base prices for the items under the Provisional Sums to cover his overheads and profits | % | 0.1 | A429.6 | Contractor to quote ONLY for his percentage markup on the amount on the base prices for the items under the Provisional Sums to cover his overheads and profits | % | 0.1 | A429.6 | Contractor to quote ONLY for his percentage markup on the amount on the base prices for the items under the Provisional Sums to cover his overheads and profits | % | 0.1 | A429.6 | Contractor to quote ONLY for his percentage markup on the amount on the base prices for the items under the Provisional Sums to cover his overheads and profits | % | 0.1 | A429.6 | Contractor to quote ONLY for his percentage markup on the amount on the base prices for the items under the Provisional Sums to cover his overheads and profits | % | 0.1 | A429.6 | Contractor to quote ONLY for his percentage markup on the amount on the base prices for the items under the Provisional Sums to cover his overheads and profits | % | 0.1 | A429.6 | Contractor to quote ONLY for his percentage markup on the amount on the base prices for the items under the Provisional Sums to cover his overheads and profits | % | 0.1 | A429.6 | Contractor to quote ONLY for his percentage markup on the amount on the base prices for the items under the Provisional Sums to cover his overheads and profits | % | 0.1 | A429.6 | Contractor to quote ONLY for his percentage markup on the amount on the base prices for the items under the Provisional Sums to cover his overheads and profits | % | 0.1 | A429.6 | Contractor to quote ONLY for his percentage markup on the amount on the base prices for the items under the Provisional Sums to cover his overheads and profits | % | 0.1 | A429.6 | Contractor to quote ONLY for his percentage markup on the amount on the base prices for the items under the Provisional Sums to cover his overheads and profits | % | 0.1 | A429.6 | Contractor to quote ONLY for his percentage markup on the amount on the base prices for the items under the Provisional Sums to cover his overheads and profits | % | 0.1 | A429.6 | Contractor to quote ONLY for his percentage markup on the amount on the base prices for the items under the Provisional Sums to cover his overheads and profits | % | 0.1 | A429.6 | Contractor to quote ONLY for his percentage markup on the amount on the base prices for the items under the Provisional Sums to cover his overheads and profits | % | 0.1 | A429.6 | Contractor to quote ONLY for his percentage markup on the amount on the base prices for the items under the Provisional Sums to cover his overheads and profits | % | 0.1 | A429.6 | Contractor to quote ONLY for his percentage markup on the amount on the base prices for the items under the Provisional Sums to cover his overheads and profits | % | 0.1 | A429.6 | Contractor to quote ONLY for his percentage markup on the amount on the base prices for the items under the Provisional Sums to cover his overheads and profits | % | 0.1 | A429.6 | Contractor to quote ONLY for his percentage markup on the amount on the base prices for the items under the Provisional Sums to cover his overheads and profits | % | 0.1 | A429.6 | Contractor to quote ONLY for his percentage markup on the amount on the base prices for the items under the Provisional Sums to cover his overheads and profits | % | 0.1 | A429.6 | Contractor to quote ONLY for his percentage markup on the amount on the base prices for the items under the Provisional Sums to cover his overheads and profits | % | 0.1 | A429.6 | Contractor to quote ONLY for his percentage markup on the amount on the base prices for the items under the Provisional Sums to cover his overheads and profits | % | 0.1 | A429.6 | Contractor to quote ONLY for his percentage markup on the amount on the base prices for the items under the Provisional Sums to cover his overheads and profits | % | 0.1 | A429.6 | Contractor to quote ONLY for his percentage markup on the amount on the base prices for the items under the Provisional Sums to cover his overheads and profits | % | 0.1 | A429.6 | Contractor to quote ONLY for his percentage markup on the amount on the base prices for the items under the Provisional Sums to cover his overheads and profits | % | 0.1 | A429.6 | Contractor to quote ONLY for his percentage markup on the amount on the base prices for the items under the Provisional Sums to cover his overheads and profits | % | 0.1 | A429.6 | Contractor to quote ONLY for his percentage markup on the amount on the base prices for the items under the Provisional Sums to cover his overheads and profits | % | 0.1 | A429.6 | Contractor to quote ONLY for his percentage markup on the amount on the base prices for the items under the Provisional Sums to cover his overheads and profits | % | 0.1 | A429.6 | Contractor to quote ONLY for his percentage markup on the amount on the base prices for the items under the Provisional Sums to cover his overheads and profits | % | 0.1 | A429.6 | Contractor to quote ONLY for his percentage markup on the amount on the base prices for the items under the Provisional Sums to cover his overheads and profits | % | 0.1 | A429.6 | Contractor to quote ONLY for his percentage markup on the amount on the base prices for the items under the Provisional Sums to cover his overheads and profits | % | 0.1 | A429.6 | Contractor to quote ONLY for his percentage markup on the amount on the base prices for the items under the Provisional Sums to cover his overheads and profits | % | 0.1 | A429.6 | Contractor to quote ONLY for his percentage markup on the amount on the base prices for the items under the Provisional Sums to cover his overheads and profits | % | 0.1 | A429.6 | Contractor to quote ONLY for his percentage markup on the amount on the base prices for the items under the Provisional Sums to cover his overheads and profits | % | 0.1 | A429.6 | Contractor to quote ONLY for his percentage markup on the amount on the base prices for the items under the Provisional Sums to cover his overheads and profits | % | 0.1 | A429.6 | Contractor to quote ONLY for his percentage markup on the amount on the base prices for the items under the Provisional Sums to cover his overheads and profits | % | 0.1 | A429.6 | Contractor to quote ONLY for his percentage markup on the amount on the base prices for the items under the Provisional Sums to cover his overheads and profits | % | 0.1 | A429.6 | Contractor to quote ONLY for his percentage markup on the amount on the base prices for the items under the Provisional Sums to cover his overheads and profits | % | 0.1 | A429.6 | Contractor to quote ONLY for his percentage markup on the amount on the base prices for the items under the Provisional Sums to cover his overheads and profits | % | 0.1 | A429.6 | Contractor to quote ONLY for his percentage markup on the amount on the base prices for the items under the Provisional Sums to cover his overheads and profits | % | 0.1 | A429.6 | Contractor to quote ONLY for his percentage markup on the amount on the base prices for the items under the Provisional Sums to cover his overheads and profits | % | 0.1 | A429.6 | Contractor to quote ONLY for his percentage markup on the amount on the base prices for the items under the Provisional Sums to cover his overheads and profits | % | 0.1 | A429.6 | Contractor to quote ONLY for his percentage markup on the amount on the base prices for the items under the Provisional Sums to cover his overheads and profits | % | 0.1 | A429.6 | Contractor to quote ONLY for his percentage markup on the amount on the base prices for the items under the Provisional Sums to cover his overheads and profits | % | 0.1 | A429.6 | Contractor to quote ONLY for his percentage markup on the amount on the base prices for the items under the Provisional Sums to cover his overheads and profits | % | 0.1 | A429.6 | Contractor to quote ONLY for his percentage markup on the amount on the base prices for the items under the Provisional Sums to cover his overheads and profits | % | 0.1 | A429.6 | Contractor to quote ONLY for his percentage markup on the amount on the base prices for the items under the Provisional Sums to cover his overheads and profits | % | 0.1 | A429.6 | Contractor to quote ONLY for his percentage markup on the amount on the base prices for the items under the Provisional Sums to cover his overheads and profits | % | 0.1 | A429.6 | Contractor to quote ONLY for his percentage markup on the amount on the base prices for the items under the Provisional Sums to cover his overheads and profits | % | 0.1 | A429.6 | Contractor to quote ONLY for his percentage markup on the amount on the base prices for the items under the Provisional Sums to cover his overheads and profits | % | 0.1 | A429.6 | Contractor to quote ONLY for his percentage markup on the amount on the base prices for the items under the Provisional Sums to cover his overheads and profits | % | 0.1 | A429.6 | Contractor to quote ONLY for his percentage markup on the amount on the base prices for the items under the Provisional Sums to cover his overheads and profits | % | 0.1 | A429.6 | Contractor to quote ONLY for his percentage markup on the amount on the base prices for the items under the Provisional Sums to cover his overheads and profits | % | 0.1 | A429.6 | Contractor to quote ONLY for his percentage markup on the amount on the base prices for the items under the Provisional Sums to cover his overheads and profits | % | 0.1 | A429.6 | Contractor to quote ONLY for his percentage markup on the amount on the base prices for the items under the Provisional Sums to cover his overheads and profits | % | 0.1 | A429.6 | Contractor to quote ONLY for his percentage markup on the amount on the base prices for the items under the Provisional Sums to cover his overheads and profits | % | 0.1 | A429.6 | Contractor to quote ONLY for his percentage markup on the amount on the base prices for the items under the Provisional Sums to cover his overheads and profits | % | 0.1 | A429.6 | Contractor to quote ONLY for his percentage markup on the amount on the base prices for the items under the Provisional Sums to cover his overheads and profits | % | 0.1 | A429.6 | Contractor to quote ONLY for his percentage markup on the amount on the base prices for the items under the Provisional Sums to cover his overheads and profits | % | 0.1 | A429.6 | Contractor to quote ONLY for his percentage markup on the amount on the base prices for the items under the Provisional Sums to cover his overheads and profits | % | 0.1 | A429.6 | Contractor to quote ONLY for his percentage markup on the amount on the base prices for the items under the Provisional Sums to cover his overheads and profits | % | 0.1 | A429.6 | Contractor to quote ONLY for his percentage markup on the amount on the base prices for the items under the Provisional Sums to cover his overheads and profits | % | 0.1 | A429.6 | Contractor to quote ONLY for his percentage markup on the amount on the base prices for the items under the Provisional Sums to cover his overheads and profits | % | 0.1 | A429.6 | Contractor to quote ONLY for his percentage markup on the amount on the base prices for the items under the Provisional Sums to cover his overheads and profits | % | 0.1 | A429.6 | Contractor to quote ONLY for his percentage markup on the amount on the base prices for the items under the Provisional Sums to cover his overheads and profits | % | 0.1 | A429.6 | Contractor to quote ONLY for his percentage markup on the amount on the base prices for the items under the Provisional Sums to cover his overheads and profits | % | 0.1 | A429.6 | Contractor to quote ONLY for his percentage markup on the amount on the base prices for the items under the Provisional Sums to cover his overheads and profits | % | 0.1 | A429.6 | Contractor to quote ONLY for his percentage markup on the amount on the base prices for the items under the Provisional Sums to cover his overheads and profits | % | 0.1 | A429.6 | Contractor to quote ONLY for his percentage markup on the amount on the base prices for the items under the Provisional Sums to cover his overheads and profits | % | 0.1 | A429.6 | Contractor to quote ONLY for his percentage markup on the amount on the base prices for the items under the Provisional Sums to cover his overheads and profits | % | 0.1 | A429.6 | Contractor to quote ONLY for his percentage markup on the amount on the base prices for the items under the Provisional Sums to cover his overheads and profits | % | 0.1 | A429.6 | Contractor to quote ONLY for his percentage markup on the amount on the base prices for the items under the Provisional Sums to cover his overheads and profits | % | 0.1 | A429.6 | Contractor to quote ONLY for his percentage markup on the amount on the base prices for the items under the Provisional Sums to cover his overheads and profits | % | 0.1 | A429.6 | Contractor to quote ONLY for his percentage markup on the amount on the base prices for the items under the Provisional Sums to cover his overheads and profits | % | 0.1 | A429.6 | Contractor to quote ONLY for his percentage markup on the amount on the base prices for the items under the Provisional Sums to cover his overheads and profits | % | 0.1 | A429.6 | Contractor to quote ONLY for his percentage markup on the amount on the base prices for the items under the Provisional Sums to cover his overheads and profits | % | 0.1 | A429.6 | Contractor to quote ONLY for his percentage markup on the amount on the base prices for the items under the Provisional Sums to cover his overheads and profits | % | 0.1 | A429.6 | Contractor to quote ONLY for his percentage markup on the amount on the base prices for the items under the Provisional Sums to cover his overheads and profits | % | 0.1 | A429.6 | Contractor to quote ONLY for his percentage markup on the amount on the base prices for the items under the Provisional Sums to cover his overheads and profits | % | 0.1 | A429.6 | Contractor to quote ONLY for his percentage markup on the amount on the base prices for the items under the Provisional Sums to cover his overheads and profits | % | 0.1 | A429.6 | Contractor to quote ONLY for his percentage markup on the amount on the base prices for the items under the Provisional Sums to cover his overheads and profits | % | 0.1 | A429.6 | Contractor to quote ONLY for his percentage markup on the amount on the base prices for the items under the Provisional Sums to cover his overheads and profits | % | 0.1 | A429.6 | Contractor to quote ONLY for his percentage markup on the amount on the base prices for the items under the Provisional Sums to cover his overheads and profits | % | 0.1 | A429.6 | Contractor to quote ONLY for his percentage markup on the amount on the base prices for the items under the Provisional Sums to cover his overheads and profits | % | 0.1 | A429.6 | Contractor to quote ONLY for his percentage markup on the amount on the base prices for the items under the Provisional Sums to cover his overheads and profits | % | 0.1 | A429.6 | Contractor to quote ONLY for his percentage markup on the amount on the base prices for the items under the Provisional Sums to cover his overheads and profits | % | 0.1 | A429.6 | Contractor to quote ONLY for his percentage markup on the amount on the base prices for the items under the Provisional Sums to cover his overheads and profits | % | 0.1 | A429.6 | Contractor to quote ONLY for his percentage markup on the amount on the base prices for the items under the Provisional Sums to cover his overheads and profits | % | 0.1 | A429.6 | Contractor to quote ONLY for his percentage markup on the amount on the base prices for the items under the Provisional Sums to cover his overheads and profits | % | 0.1 | A429.6 | Contractor to quote ONLY for his percentage markup on the amount on the base prices for the items under the Provisional Sums to cover his overheads and profits | % | 0.1 | A429.6 | Contractor to quote ONLY for his percentage markup on the amount on the base prices for the items under the Provisional Sums to cover his overheads and profits | % | 0.1 | A429.6 | Contractor to quote ONLY for his percentage markup on the amount on the base prices for the items under the Provisional Sums to cover his overheads and profits | % | 0.1 | A429.6 | Contractor to quote ONLY for his percentage markup on the amount on the base prices for the items under the Provisional Sums to cover his overheads and profits | % | 0.1 | A429.6 | Contractor to quote ONLY for his percentage markup on the amount on the base prices for the items under the Provisional Sums to cover his overheads and profits | % | 0.1 | A429.6 | Contractor to quote ONLY for his percentage markup on the amount on the base prices for the items under the Provisional Sums to cover his overheads and profits | % | 0.1 | A429.6 | Contractor to quote ONLY for his percentage markup on the amount on the base prices for the items under the Provisional Sums to cover his overheads and profits | % | 0.1 | A429.6 | Contractor to quote ONLY for his percentage markup on the amount on the base prices for the items under the Provisional Sums to cover his overheads and profits | % | 0.1 | A429.6 | Contractor to quote ONLY for his percentage markup on the amount on the base prices for the items under the Provisional Sums to cover his overheads and profits | % | 0.1 | A429.6 | Contractor to quote ONLY for his percentage markup on the amount on the base prices for the items under the Provisional Sums to cover his overheads and profits | % | 0.1 | A429.6 | Contractor to quote ONLY for his percentage markup on the amount on the base prices for the items under the Provisional Sums to cover his overheads and profits | % | 0.1 | A429.6 | Contractor to quote ONLY for his percentage markup on the amount on the base prices for the items under the Provisional Sums to cover his overheads and profits | % | 0.1 | A429.6 | Contractor to quote ONLY for his percentage markup on the amount on the base prices for the items under the Provisional Sums to cover his overheads and profits | % | 0.1 | A429.6 | Contractor to quote ONLY for his percentage markup on the amount on the base prices for the items under the Provisional Sums to cover his overheads and profits | % | 0.1 | A429.6 | Contractor to quote ONLY for his percentage markup on the amount on the base prices for the items under the Provisional Sums to cover his overheads and profits | % | 0.1 | A429.6 | Contractor to quote ONLY for his percentage markup on the amount on the base prices for the items under the Provisional Sums to cover his overheads and profits | % | 0.1 | A429.6 | Contractor to quote ONLY for his percentage markup on the amount on the base prices for the items under the Provisional Sums to cover his overheads and profits | % | 0.1 | A429.6 | Contractor to quote ONLY for his percentage markup on the amount on the base prices for the items under the Provisional Sums to cover his overheads and profits | % | 0.1 | A429.6 | Contractor to quote ONLY for his percentage markup on the amount on the base prices for the items under the Provisional Sums to cover his overheads and profits | % | 0.1 | A429.6 | Contractor to quote ONLY for his percentage markup on the amount on the base prices for the items under the Provisional Sums to cover his overheads and profits | % | 0.1 | A429.6 | Contractor to quote ONLY for his percentage markup on the amount on the base prices for the items under the Provisional Sums to cover his overheads and profits | % | 0.1 | A429.6 | Contractor to quote ONLY for his percentage markup on the amount on the base prices for the items under the Provisional Sums to cover his overheads and profits | % | 0.1 | A429.6 | Contractor to quote ONLY for his percentage markup on the amount on the base prices for the items under the Provisional Sums to cover his overheads and profits | % | 0.1 | A429.6 | Contractor to quote ONLY for his percentage markup on the amount on the base prices for the items under the Provisional Sums to cover his overheads and profits | % | 0.1 | A429.6 | Contractor to quote ONLY for his percentage markup on the amount on the base prices for the items under the Provisional Sums to cover his overheads and profits | % | 0.1 | A429.6 | Contractor to quote ONLY for his percentage markup on the amount on the base prices for the items under the Provisional Sums to cover his overheads and profits | % | 0.1 | A429.6 | Contractor to quote ONLY for his percentage markup on the amount on the base prices for the items under the Provisional Sums to cover his overheads and profits | % | 0.1 | A429.6 | Contractor to quote ONLY for his percentage markup on the amount on the base prices for the items under the Provisional Sums to cover his overheads and profits | % | 0.1 | A429.6 | Contractor to quote ONLY for his percentage markup on the amount on the base prices for the items under the Provisional Sums to cover his overheads and profits | % | 0.1 | A429.6 | Contractor to quote ONLY for his percentage markup on the amount on the base prices for the items under the Provisional Sums to cover his overheads and profits | % | 0.1 | A429.6 | Contractor to quote ONLY for his percentage markup on the amount on the base prices for the items under the Provisional Sums to cover his overheads and profits | % | 0.1 | A429.6 | Contractor to quote ONLY for his percentage markup on the amount on the base prices for the items under the Provisional Sums to cover his overheads and profits | % | 0.1 | A429.6 | Contractor to quote ONLY for his percentage markup on the amount on the base prices for the items under the Provisional Sums to cover his overheads and profits | % | 0.1 | A429.6 | Contractor to quote ONLY for his percentage markup on the amount on the base prices for the items under the Provisional Sums to cover his overheads and profits | % | 0.1 | A429.6 | Contractor to quote ONLY for his percentage markup on the amount on the base prices for the items under the Provisional Sums to cover his overheads and profits | % | 0.1 | A429.6 | Contractor to quote ONLY for his percentage markup on the amount on the base prices for the items under the Provisional Sums to cover his overheads and profits | % | 0.1 | A429.6 | Contractor to quote ONLY for his percentage markup on the amount on the base prices for the items under the Provisional Sums to cover his overheads and profits | % | 0.1 | A429.6 | Contractor to quote ONLY for his percentage markup on the amount on the base prices for the items under the Provisional Sums to cover his overheads and profits | % | 0.1 | A429.6 | Contractor to quote ONLY for his percentage markup on the amount on the base prices for the items under the Provisional Sums to cover his overheads and profits | % | 0.1 | A429.6 | Contractor to quote ONLY for his percentage markup on the amount on the base prices for the items under the Provisional Sums to cover his overheads and profits | % | 0.1 | A429.6 | Contractor to quote ONLY for his percentage markup on the amount on the base prices for the items under the Provisional Sums to cover his overheads and profits | % | 0.1 | A429.6 | Contractor to quote ONLY for his percentage markup on the amount on the base prices for the items under the Provisional Sums to cover his overheads and profits | % | 0.1 | A429.6 | Contractor to quote ONLY for his percentage markup on the amount on the base prices for the items under the Provisional Sums to cover his overheads and profits | % | 0.1 | A429.6 | Contractor to quote ONLY for his percentage markup on the amount on the base prices for the items under the Provisional Sums to cover his overheads and profits | % | 0.1 | A429.6 | Contractor to quote ONLY for his percentage markup on the amount on the base prices for the items under the Provisional Sums to cover his overheads and profits | % | 0.1 | A429.6 | Contractor to quote ONLY for his percentage markup on the amount on the base prices for the items under the Provisional Sums to cover his overheads and profits | % | 0.1 | A429.6 | Contractor to quote ONLY for his percentage markup on the amount on the base prices for the items under the Provisional Sums to cover his overheads and profits | % | 0.1 | A429.6 | Contractor to quote ONLY for his percentage markup on the amount on the base prices for the items under the Provisional Sums to cover his overheads and profits | % | 0.1 | A429.6 | Contractor to quote ONLY for his percentage markup on the amount on the base prices for the items under the Provisional Sums to cover his overheads and profits | % | 0.1 | A429.6 | Contractor to quote ONLY for his percentage markup on the amount on the base prices for the items under the Provisional Sums to cover his overheads and profits | % | 0.1 | A429.6 | Contractor to quote ONLY for his percentage markup on the amount on the base prices for the items under the Provisional Sums to cover his overheads and profits | % | 0.1 | A429.6 | Contractor to quote ONLY for his percentage markup on the amount on the base prices for the items under the Provisional Sums to cover his overheads and profits | % | 0.1 | A429.6 | Contractor to quote ONLY for his percentage markup on the amount on the base prices for the items under the Provisional Sums to cover his overheads and profits | % | 0.1 | A429.6 | Contractor to quote ONLY for his percentage markup on the amount on the base prices for the items under the Provisional Sums to cover his overheads and profits | % | 0.1 | A429.6 | Contractor to quote ONLY for his percentage markup on the amount on the base prices for the items under the Provisional Sums to cover his overheads and profits | % | 0.1 | A429.6 | Contractor to quote ONLY for his percentage markup on the amount on the base prices for the items under the Provisional Sums to cover his overheads and profits | % | 0.1 | A429.6 | Contractor to quote ONLY for his percentage markup on the amount on the base prices for the items under the Provisional Sums to cover his overheads and profits | % | 0.1 | A429.6 | Contractor to quote ONLY for his percentage markup on the amount on the base prices for the items under the Provisional Sums to cover his overheads and profits | % | 0.1 | A429.6 | Contractor to quote ONLY for his percentage markup on the amount on the base prices for the items under the Provisional Sums to cover his overheads and profits | % | 0.1 | A429.6 | Contractor to quote ONLY for his percentage markup on the amount on the base prices for the items under the Provisional Sums to cover his overheads and profits | % | 0.1 | A429.6 | Contractor to quote ONLY for his percentage markup on the amount on the base prices for the items under the Provisional Sums to cover his overheads and profits | % | 0.1 | A429.6 | Contractor to quote ONLY for his percentage markup on the amount on the base prices for the items under the Provisional Sums to cover his overheads and profits | % | 0.1 | A429.6 | Contractor to quote ONLY for his percentage markup on the amount on the base prices for the items under the Provisional Sums to cover his overheads and profits | % | 0.1 | A429.6 | Contractor to quote ONLY for his percentage markup on the amount on the base prices for the items under the Provisional Sums to cover his overheads and profits | % | 0.1 | A429.6 | Contractor to quote ONLY for his percentage markup on the amount on the base prices for the items under the Provisional Sums to cover his overheads and profits | % | 0.1 | A429.6 | Contractor to quote ONLY for his percentage markup on the amount on the base prices for the items under the Provisional Sums to cover his overheads and profits | % | 0.1 | A429.6 | Contractor to quote ONLY for his percentage markup on the amount on the base prices for the items under the Provisional Sums to cover his overheads and profits | % | 0.1 | A429.6 | Contractor to quote ONLY for his percentage markup on the amount on the base prices for the items under the Provisional Sums to cover his overheads and profits | % | 0.1 | A429.6 | Contractor to quote ONLY for his percentage markup on the amount on the base prices for the items under the Provisional Sums to cover his overheads and profits | % | 0.1 | A429.6 | Contractor to quote ONLY for his percentage markup on the amount on the base prices for the items under the Provisional Sums to cover his overheads and profits | % | 0.1 | A429.6 | Contractor to quote ONLY for his percentage markup on the amount on the base prices for the items under the Provisional Sums to cover his overheads and profits | % | 0.1 | A429.6 | Contractor to quote ONLY for his percentage markup on the amount on the base prices for the items under the Provisional Sums to cover his overheads and profits | % | 0.1 | A429.6 | Contractor to quote ONLY for his percentage markup on the amount on the base prices for the items under the Provisional Sums to cover his overheads and profits | % | 0.1 | A429.6 | Contractor to quote ONLY for his percentage markup on the amount on the base prices for the items under the Provisional Sums to cover his overheads and profits | % | 0.1 | A429.6 | Contractor to quote ONLY for his percentage markup on the amount on the base prices for the items under the Provisional Sums to cover his overheads and profits | % | 0.1 | A429.6 | Contractor to quote ONLY for his percentage markup on the amount on the base prices for the items under the Provisional Sums to cover his overheads and profits | % | 0.1 | A429.6 | Contractor to quote ONLY for his percentage markup on the amount on the base prices for the items under the Provisional Sums to cover his overheads and profits | % | 0.1 | A429.6 | Contractor to quote ONLY for his percentage markup on the amount on the base prices for the items under the Provisional Sums to cover his overheads and profits | % | 0.1 | A429.6 | Contractor to quote ONLY for his percentage markup on the amount on the base prices for the items under the Provisional Sums to cover his overheads and profits | % | 0.1 | A429.6 | Contractor to quote ONLY for his percentage markup on the amount on the base prices for the items under the Provisional Sums to cover his overheads and profits | % | 0.1 | A429.6 | Contractor to quote ONLY for his percentage markup on the amount on the base prices for the items under the Provisional Sums to cover his overheads and profits | % | 0.1 | A429.6 | Contractor to quote ONLY for his percentage markup on the amount on the base prices for the items under the Provisional Sums to cover his overheads and profits | % | 0.1 | A429.6 | Contractor to quote ONLY for his percentage markup on the amount on the base prices for the items under the Provisional Sums to cover his overheads and profits | % | 0.1 | A429.6 | Contractor to quote ONLY for his percentage markup on the amount on the base prices for the items under the Provisional Sums to cover his overheads and profits | % | 0.1 | A429.6 | Contractor to quote ONLY for his percentage markup on the amount on the base prices for the items under the Provisional Sums to cover his overheads and profits | % | 0.1 | A429.6 | Contractor to quote ONLY for his percentage markup on the amount on the base prices for the items under the Provisional Sums to cover his overheads and profits | % | 0.1 | A429.6 | Contractor to quote ONLY for his percentage markup on the amount on the base prices for the items under the Provisional Sums to cover his overheads and profits | % | 0.1 | A429.6 | Contractor to quote ONLY for his percentage markup on the amount on the base prices for the items under the Provisional Sums to cover his overheads and profits | % | 0.1 | A429.6 | Contractor to quote ONLY for his percentage markup on the amount on the base prices for the items under the Provisional Sums to cover his overheads and profits | % | 0.1 | A429.6 | Contractor to quote ONLY for his percentage markup on the amount on the base prices for the items under the Provisional Sums to cover his overheads and profits | % | 0.1 | A429.6 | Contractor to quote ONLY for his percentage markup on the amount on the base prices for the items under the Provisional Sums to cover his overheads and profits | % | 0.1 | A429.6 | Contractor to quote ONLY for his percentage markup on the amount on the base prices for the items under the Provisional Sums to cover his overheads and profits | % | 0.1 | A429.6 | Contractor to quote ONLY for his percentage markup on the amount on the base prices for the items under the Provisional Sums to cover his overheads and profits | % | 0.1 | A429.6 | Contractor to quote ONLY for his percentage markup on the amount on the base prices for the items under the Provisional Sums to cover his overheads and profits | % | 0.1 | A429.6 | Contractor to quote ONLY for his percentage markup on the amount on the base prices for the items under the Provisional Sums to cover his overheads and profits | % | 0.1 | A429.6 | Contractor to quote ONLY for his percentage markup on the amount on the base prices for the items under the Provisional Sums to cover his overheads and profits | % | 0.1 | A429.6 | Contractor to quote ONLY for his percentage markup on the amount on the base prices for the items under the Provisional Sums to cover his overheads and profits | % | 0.1 | A429.6 | Contractor to quote ONLY for his percentage markup on the amount on the base prices for the items under the Provisional Sums to cover his overheads and profits | % | 0.1 | A429.6 | Contractor to quote ONLY for his percentage markup on the amount on the base prices for the items under the Provisional Sums to cover his overheads and profits | % | 0.1 | A429.6 | Contractor to quote ONLY for his percentage markup on the amount on the base prices for the items under the Provisional Sums to cover his overheads and profits | % | 0.1 | A429.6 | Contractor to quote ONLY for his percentage markup on the amount on the base prices for the items under the Provisional Sums to cover his overheads and profits | % | 0.1 | A429.6 | Contractor to quote ONLY for his percentage markup on the amount on the base prices for the items under the Provisional Sums to cover his overheads and profits | % | 0.1 | A429.6 | Contractor to quote ONLY for his percentage markup on the amount on the base prices for the items under the Provisional Sums to cover his overheads and profits | % | 0.1 | A429.6 | Contractor to quote ONLY for his percentage markup on the amount on the base prices for the items under the Provisional Sums to cover his overheads and profits | % | 0.1 | A429.6 | Contractor to quote ONLY for his percentage markup on the amount on the base prices for the items under the Provisional Sums to cover his overheads and profits | % | 0.1 | A429.6 | Contractor to quote ONLY for his percentage markup on the amount on the base prices for the items under the Provisional Sums to cover his overheads and profits | % | 0.1 | A429.6 | Contractor to quote ONLY for his percentage markup on the amount on the base prices for the items under the Provisional Sums to cover his overheads and profits | % | 0.1 | A429.6 | Contractor to quote ONLY for his percentage markup on the amount on the base prices for the items under the Provisional Sums to cover his overheads and profits | % | 0.1 | A429.6 | Contractor to quote ONLY for his percentage markup on the amount on the base prices for the items under the Provisional Sums to cover his overheads and profits | % | 0.1 | A429.6 | Contractor to quote ONLY for his percentage markup on the amount on the base prices for the items under the Provisional Sums to cover his overheads and profits | % | 0.1 | A429.6 | Contractor to quote ONLY for his percentage markup on the amount on the base prices for the items under the Provisional Sums to cover his overheads and profits | % | 0.1 | A429.6 | Contractor to quote ONLY for his percentage markup on the amount on the base prices for the items under the Provisional Sums to cover his overheads and profits | % | 0.1 | A429.6 | Contractor to quote ONLY for his percentage markup on the amount on the base prices for the items under the Provisional Sums to cover his overheads and profits | % | 0.1 | A429.6 | Contractor to quote ONLY for his percentage markup on the amount on the base prices for the items under the Provisional Sums to cover his overheads and profits | % | 0.1 | A429.6 | Contractor to quote ONLY for his percentage markup on the amount on the base prices for the items under the Provisional Sums to cover his overheads and profits | % | 0.1 | A429.6 | Contractor to quote ONLY for his percentage markup on the amount on the base prices for the items under the Provisional Sums to cover his overheads and profits | % | 0.1 | A429.6 | Contractor to quote ONLY for his percentage markup on the amount on the base prices for the items under the Provisional Sums to cover his overheads and profits | % | 0.1 | A429.6 | Contractor to quote ONLY for his percentage markup on the amount on the base prices for the items under the Provisional Sums to cover his overheads and profits | % | 0.1 | A429.6 | Contractor to quote ONLY for his percentage markup on the amount on the base prices for the items under the Provisional Sums to cover his overheads and profits | % | 0.1 | A429.6 | Contractor to quote ONLY for his percentage markup on the amount on the base prices for the items under the Provisional Sums to cover his overheads and profits | % | 0.1 | A429.6 | Contractor to quote ONLY for his percentage markup on the amount on the base prices for the items under the Provisional Sums to cover his overheads and profits | % | 0.1 | A429.6 | Contractor to quote ONLY for his percentage markup on the amount on the base prices for the items under the Provisional Sums to cover his overheads and profits | % | 0.1 | A429.6 | Contractor to quote ONLY for his percentage markup on the amount on the base prices for the items under the Provisional Sums to cover his overheads and profits | % | 0.1 | A429.6 | Contractor to quote ONLY for his percentage markup on the amount on the base prices for the items under the Provisional Sums to cover his overheads and profits | % | 0.1 | A429.6 | Contractor to quote ONLY for his percentage markup on the amount on the base prices for the items under the Provisional Sums to cover his overheads and profits | % | 0.1 | A429.6 | Contractor to quote ONLY for his percentage markup on the amount on the base prices for the items under the Provisional Sums to cover his overheads and profits | % | 0.1 | A429.6 | Contractor to quote ONLY for his percentage markup on the amount on the base prices for the items under the Provisional Sums to cover his overheads and profits | % | 0.1 | A429.6 | Contractor to quote ONLY for his percentage markup on the amount on the base prices for the items under the Provisional Sums to cover his overheads and profits | % | 0.1 | A429.6 | Contractor to quote ONLY for his percentage markup on the amount on the base prices for the items under the Provisional Sums to cover his overheads and profits | % | 0.1 | A429.6 | Contractor to quote ONLY for his percentage markup on the amount on the base prices for the items under the Provisional Sums to cover his overheads and profits | % | 0.1 | A429.6 | Contractor to quote ONLY for his percentage markup on the amount on the base prices for the items under the Provisional Sums to cover his overheads and profits | % | 0.1 | A429.6 | Contractor to quote ONLY for his percentage markup on the amount on the base prices for the items under the Provisional Sums to cover his overheads and profits | % | 0.1 | A429.6 | Contractor to quote ONLY for his percentage markup on the amount on the base prices for the items under the Provisional Sums to cover his overheads and profits | % | 0.1 | A429.6 | Contractor to quote ONLY for his percentage markup on the amount on the base prices for the items under the Provisional Sums to cover his overheads and profits | % | 0.1 | A429.6 | Contractor to quote ONLY for his percentage markup on the amount on the base prices for the items under the Provisional Sums to cover his overheads and profits | % | 0.1 | A429.6 | Contractor to quote ONLY for his percentage markup on the amount on the base prices for the items under the Provisional Sums to cover his overheads and profits | % | 0.1 | A429.6 | Contractor to quote ONLY for his percentage markup on the amount on the base prices for the items under the Provisional Sums to cover his overheads and profits | % | 0.1 | A429.6 | Contractor to quote ONLY for his percentage markup on the amount on the base prices for the items under the Provisional Sums to cover his overheads and profits | % | 0.1 | A429.6 | Contractor to quote ONLY for his percentage markup on the amount on the base prices for the items under the Provisional Sums to cover his overheads and profits | % | 0.1 | A429.6 | Contractor to quote ONLY for his percentage markup on the amount on the base prices for the items under the Provisional Sums to cover his overheads and profits | % | 0.1 | A429.6 | Contractor to quote ONLY for his percentage markup on the amount on the base prices for the items under the Provisional Sums to cover his overheads and profits | % | 0.1 | A429.6 | Contractor to quote ONLY for his percentage markup on the amount on the base prices for the items under the Provisional Sums to cover his overheads and profits | % | 0.1 | A429.6 | Contractor to quote ONLY for his percentage markup on the amount on the base prices for the items under the Provisional Sums to cover his overheads and profits | % | 0.1 | A429.6 | Contractor to quote ONLY for his percentage markup on the amount on the base prices for the items under the Provisional Sums to cover his overheads and profits | % | 0.1 | A429.6 | Contractor to quote ONLY for his percentage markup on the amount on the base prices for the items under the Provisional Sums to cover his overheads and profits | % | 0.1 | A429.6 | Contractor to quote ONLY for his percentage markup on the amount on the base prices for the items under the Provisional Sums to cover his overheads and profits | % | 0.1 | A429.6 | Contractor to quote ONLY for his percentage markup on the amount on the base prices for the items under the Provisional Sums to cover his overheads and profits | % | 0.1 | A429.6 | Contractor to quote ONLY for his percentage markup on the amount on the base prices for the items under the Provisional Sums to cover his overheads and profits | % | 0.1 | A429.6 | Contractor to quote ONLY for his percentage markup on the amount on the base prices for the items under the Provisional Sums to cover his overheads and profits | % | 0.1 | A429.6 | Contractor to quote ONLY for his percentage markup on the amount on the base prices for the items under the Provisional Sums to cover his overheads and profits | % | 0.1 | A429.6 | Contractor to quote ONLY for his percentage markup on the amount on the base prices for the items under the Provisional Sums to cover his overheads and profits | % | 0.1 | A429.6 | Contractor to quote ONLY for his percentage markup on the amount on the base prices for the items under the Provisional Sums to cover his overheads and profits | % | 0.1 | A429.6 | Contractor to quote ONLY for his percentage markup on the amount on the base prices for the items under the Provisional Sums to cover his overheads and profits | % | 0.1 | A429.6 | Contractor to quote ONLY for his percentage markup on the amount on the base prices for the items under the Provisional Sums to cover his overheads and profits | % | 0.1 | A429.6 | Contractor to quote ONLY for his percentage markup on the amount on the base prices for the items under the Provisional Sums to cover his overheads and profits | % | 0.1 | A429.6 | Contractor to quote ONLY for his percentage markup on the amount on the base prices for the items under the Provisional Sums to cover his overheads and profits | % | 0.1 | A429.6 | Contractor to quote ONLY for his percentage markup on the amount on the base prices for the items under the Provisional Sums to cover his overheads and profits | % | 0.1 | A429.6 | Contractor to quote ONLY for his percentage markup on the amount on the base prices for the items under the Provisional Sums to cover his overheads and profits | % | 0.1 | A429.6 | Contractor to quote ONLY for his percentage markup on the amount on the base prices for the items under the Provisional Sums to cover his overheads and profits | % | 0.1 | A429.6 | Contractor to quote ONLY for his percentage markup on the amount on the base prices for the items under the Provisional Sums to cover his overheads and profits | % | 0.1 | A429.6 | Contractor to quote ONLY for his percentage markup on the amount on the base prices for the items under the Provisional Sums to cover his overheads and profits | % | 0.1 | A429.6 | Contractor to quote ONLY for his percentage markup on the amount on the base prices for the items under the Provisional Sums to cover his overheads and profits | % | 0.1 | A429.6 | Contractor to quote ONLY for his percentage markup on the amount on the base prices for the items under the Provisional Sums to cover his overheads and profits | % | 0.1 | A429.6 | Contractor to quote ONLY for his percentage markup on the amount on the base prices for the items under the Provisional Sums to cover his overheads and profits | % | 0.1 | A429.6 | Contractor to quote ONLY for his percentage markup on the amount on the base prices for the items under the Provisional Sums to cover his overheads and profits | % | 0.1 | A429.6 | Contractor to quote ONLY for his percentage markup on the amount on the base prices for the items under the Provisional Sums to cover his overheads and profits | % | 0.1 | A429.6 | Contractor to quote ONLY for his percentage markup on the amount on the base prices for the items under the Provisional Sums to cover his overheads and profits | % | 0.1 | A429.6 | Contractor to quote ONLY for his percentage markup on the amount on the base prices for the items under the Provisional Sums to cover his overheads and profits | % | 0.1 | A429.6 | Contractor to quote ONLY for his percentage markup on the amount on the base prices for the items under the Provisional Sums to cover his overheads and profits | % | 0.1 | A429.6 | Contractor to quote ONLY for his percentage markup on the amount on the base prices for the items under the Provisional Sums to cover his overheads and profits | % | 0.1 | A429.6 | Contractor to quote ONLY for his percentage markup on the amount on the base prices for the items under the Provisional Sums to cover his overheads and profits | % | 0.1 | A429.6 | Contractor to quote ONLY for his percentage markup on the amount on the base prices for the items under the Provisional Sums to cover his overheads and profits | % | 0.1 | A429.6 | Contractor to quote ONLY for his percentage markup on the amount on the base prices for the items under the Provisional Sums to cover his overheads and profits | % | 0.1 | A429.6 | Contractor to quote ONLY for his percentage markup on the amount on the base prices for the items under the Provisional Sums to cover his overheads and profits | % | 0.1 | A429.6 | Contractor to quote ONLY for his percentage markup on the amount on the base prices for the items under the Provisional Sums to cover his overheads and profits | % | 0.1 | A429.6 | Contractor to quote ONLY for his percentage markup on the amount on the base prices for the items under the Provisional Sums to cover his overheads and profits | % | 0.1 | A429.6 | Contractor to quote ONLY for his percentage markup on the amount on the base prices for the items under the Provisional Sums to cover his overheads and profits | % | 0.1 | A429.6 | Contractor to quote ONLY for his percentage markup on the amount on the base prices for the items under the Provisional Sums to cover his overheads and profits | % | 0.1 | A429.6 | Contractor to quote ONLY for his percentage markup on the amount on the base prices for the items under the Provisional Sums to cover his overheads and profits | % | 0.1 | A429.6 | Contractor to quote ONLY for his percentage markup on the amount on the base prices for the items under the Provisional Sums to cover his overheads and profits | % | 0.1 | A429.6 | Contractor to quote ONLY for his percentage markup on the amount on the base prices for the items under the Provisional Sums to cover his overheads and profits | % | 0.1 | A429.6 | Contractor to quote ONLY for his percentage markup on the amount on the base prices for the items under the Provisional Sums to cover his overheads and profits | % | 0.1 | A429.6 | Contractor to quote ONLY for his percentage markup on the amount on the base prices for the items under the Provisional Sums to cover his overheads and profits | % | 0.1 | A429.6 | Contractor to quote ONLY for his percentage markup on the amount on the base prices for the items under the Provisional Sums to cover his overheads and profits | % | 0.1 | A429.6 | Contractor to quote ONLY for his percentage markup on the amount on the base prices for the items under the Provisional Sums to cover his overheads and profits | % | 0.1 | A429.6 | Contractor to quote ONLY for his percentage markup on the amount on the base prices for the items under the Provisional Sums to cover his overheads and profits | % | 0.1 | A429.6 | Contractor to quote ONLY for his percentage markup on the amount on the base prices for the items under the Provisional Sums to cover his overheads and profits | % | 0.1 | A429.6 | Contractor to quote ONLY for his percentage markup on the amount on the base prices for the items under the Provisional Sums to cover his overheads and profits | % | 0.1 | A429.6 | Contractor to quote ONLY for his percentage markup on the amount on the base prices for the items under the Provisional Sums to cover his overheads and profits | % | 0.1 | A429.6 | Contractor to quote ONLY for his percentage markup on the amount on the base prices for the items under the Provisional Sums to cover his overheads and profits | % | 0.1 | A429.6 | Contractor to quote ONLY for his percentage markup on the amount on the base prices for the items under the Provisional Sums to cover his overheads and profits | % | 0.1 | A429.6 | Contractor to quote ONLY for his percentage markup on the amount on the base prices for the items under the Provisional Sums to cover his overheads and profits | % | 0.1 | A429.6 | Contractor to quote ONLY for his percentage markup on the amount on the base prices for the items under the Provisional Sums to cover his overheads and profits | % | 0.1 | A429.6 | Contractor to quote ONLY for his percentage markup on the amount on the base prices for the items under the Provisional Sums to cover his overheads and profits | % | 0.1 | A429.6 | Contractor to quote ONLY for his percentage markup on the amount on the base prices for the items under the Provisional Sums to cover his overheads and profits | % | 0.1 | A429.6 | Contractor to quote ONLY for his percentage markup on the amount on the base prices for the items under the Provisional Sums to cover his overheads and profits | % | 0.1 | A429.6 | Contractor to quote ONLY for his percentage markup on the amount on the base prices for the items under the Provisional Sums to cover his overheads and profits | % | 0.1 | A429.6 | Contractor to quote ONLY for his percentage markup on the amount on the base prices for the items under the Provisional Sums to cover his overheads and profits | % | 0.1 | A429.6 | Contractor to quote ONLY for his percentage markup on the amount on the base prices for the items under the Provisional Sums to cover his overheads and profits | % | 0.1 | A429.6 | Contractor to quote ONLY for his percentage markup on the amount on the base prices for the items under the Provisional Sums to cover his overheads and profits | % | 0.1 | A429.6 | Contractor to quote ONLY for his percentage markup on the amount on the base prices for the items under the Provisional Sums to cover his overheads and profits | % | 0.1 | A429.6 | Contractor to quote ONLY for his percentage markup on the amount on the base prices for the items under the Provisional Sums to cover his overheads and profits | % | 0.1 | A429.6 | Contractor to quote ONLY for his percentage markup on the amount on the base prices for the items under the Provisional Sums to cover his overheads and profits | % | 0.1 | A429.6 | Contractor to quote ONLY for his percentage markup on the amount on the base prices for the items under the Provisional Sums to cover his overheads and profits | % | 0.1 | A429.6 | Contractor to quote ONLY for his percentage markup on the amount on the base prices for the items under the Provisional Sums to cover his overheads and profits | % | 0.1 | A429.6 | Contractor to quote ONLY for his percentage markup on the amount on the base prices for the items under the Provisional Sums to cover his overheads and profits | % | 0.1 | A429.6 | Contractor to quote ONLY for his percentage markup on the amount on the base prices for the items under the Provisional Sums to cover his overheads and profits | % | 0.1 | A429.6 | Contractor to quote ONLY for his percentage markup on the amount on the base prices for the items under the Provisional Sums to cover his overheads and profits | % | 0.1 | A429.6 | Contractor to quote ONLY for his percentage markup on the amount on the base prices for the items under the Provisional Sums to cover his overheads and profits | % | 0.1 | A429.6 | Contractor to quote ONLY for his percentage markup on the amount on the base prices for the items under the Provisional Sums to cover his overheads and profits | % | 0.1 | A429.6 | Contractor to quote ONLY for his percentage markup on the amount on the base prices for the items under the Provisional Sums to cover his overheads and profits | % | 0.1 | A429.6 | Contractor to quote ONLY for his percentage markup on the amount on the base prices for the items under the Provisional Sums to cover his overheads and profits | % | 0.1 | A429.6 | Contractor to quote ONLY for his percentage markup on the amount on the base prices for the items under the Provisional Sums to cover his overheads and profits | % | 0.1 | A429.6 | Contractor to quote ONLY for his percentage markup on the amount on the base prices for the items under the Provisional Sums to cover his overheads and profits | % | 0.1 | A429.6 | Contractor to quote ONLY for his percentage markup on the amount on the base prices for the items under the Provisional Sums to cover his overheads and profits | % | 0.1 | A429.6 | Contractor to quote ONLY for his percentage markup on the amount on the base prices for the items under the Provisional Sums to cover his overheads and profits | % | 0.1 | A429.6 | Contractor to quote ONLY for his percentage markup on the amount on the base prices for the items under the Provisional Sums to cover his overheads and profits | % | 0.1 | A429.6 | Contractor to quote ONLY for his percentage markup on the amount on the base prices for the items under the Provisional Sums to cover his overheads and profits | % | 0.1 | A429.6 | Contractor to quote ONLY for his percentage markup on the amount on the base prices for the items under the Provisional Sums to cover his overheads and profits | % | 0.1 | A429.6 | Contractor to quote ONLY for his percentage markup on the amount on the base prices for the items under the Provisional Sums to cover his overheads and profits | % | 0.1 | A429.6 | Contractor to quote ONLY for his percentage markup on the amount on the base prices for the items under the Provisional Sums to cover his overheads and profits | % | 0.1 | A429.6 | Contractor to quote ONLY for his percentage markup on the amount on the base prices for the items under the Provisional Sums to cover his overheads and profits | % | 0.1 | A429.6 | Contractor to quote ONLY for his percentage markup on the amount on the base prices for the items under the Provisional Sums to cover his overheads and profits | % | 0.1 | A429.6 | Contractor to quote ONLY for his percentage markup on the amount on the base prices for the items under the Provisional Sums to cover his overheads and profits | % | 0.1 | A429.6 | Contractor to quote ONLY for his percentage markup on the amount on the base prices for the items under the Provisional Sums to cover his overheads and profits | % | 0.1 | A429.6 | Contractor to quote ONLY for his percentage markup on the amount on the base prices for the items under the Provisional Sums to cover his overheads and profits | % | 0.1 | A429.6 | Contractor to quote ONLY for his percentage markup on the amount on the base prices for the items under the Provisional Sums to cover his overheads and profits | % | 0.1 | A429.6 | Contractor to quote ONLY for his percentage markup on the amount on the base prices for the items under the Provisional Sums to cover his overheads and profits | % | 0.1 | A429.6 | Contractor to quote ONLY for his percentage markup on the amount on the base prices for the items under the Provisional Sums to cover his overheads and profits | % | 0.1 | A429.6 | Contractor to quote ONLY for his percentage markup on the amount on the base prices for the items under the Provisional Sums to cover his overheads and profits | % | 0.1 | A429.6 | Contractor to quote ONLY for his percentage markup on the amount on the base prices for the items under the Provisional Sums to cover his overheads and profits | % | 0.1 | A429.6 | Contractor to quote ONLY for his percentage markup on the amount on the base prices for the items under the Provisional Sums to cover his overheads and profits | % | 0.1 | A429.6 | Contractor to quote ONLY for his percentage markup on the amount on the base prices for the items under the Provisional Sums to cover his overheads and profits | % | 0.1 | A429.6 | Contractor to quote ONLY for his percentage markup on the amount on the base prices for the items under the Provisional Sums to cover his overheads and profits | % | 0.1 | A429.6 | Contractor to quote ONLY for his percentage markup on the amount on the base prices for the items under the Provisional Sums to cover his overheads and profits | % | 0.1 | A429.6 | Contractor to quote ONLY for his percentage markup on the amount on the base prices for the items under the Provisional Sums to cover his overheads and profits | % | 0.1 | A429.6 | Contractor to quote ONLY for his percentage markup on the amount on the base prices for the items under the Provisional Sums to cover his overheads and profits | % | 0.1 | A429.6 | Contractor to quote ONLY for his percentage markup on the amount on the base prices for the items under the Provisional Sums to cover his overheads and profits | % | 0.1 | A429.6 | Contractor to quote ONLY for his percentage markup on the amount on the base prices for the items under the Provisional Sums to cover his overheads and profits | % | 0.1 | A429.6 | Contractor to quote ONLY for his percentage markup on the amount on the base prices for the items under the Provisional Sums to cover his overheads and profits | % | 0.1 | A429.6 | Contractor to quote ONLY for his percentage markup on the amount on the base prices for the items under the Provisional Sums to cover his overheads and profits | % | 0.1 | A429.6 | Contractor to quote ONLY for his percentage markup on the amount on the base prices for the items under the Provisional Sums to cover his overheads and profits | % | 0.1 | A429.6 | Contractor to quote ONLY for his percentage markup on the amount on the base prices for the items under the Provisional Sums to cover his overheads and profits | % | 0.1 | A429.6 | Contractor to quote ONLY for his percentage markup on the amount on the base prices for the items under the Provisional Sums to cover his overheads and profits | % | 0.1 | A429.6 | Contractor to quote ONLY for his percentage markup on the amount on the base prices for the items under the Provisional Sums to cover his overheads and profits | % | 0.1 | A429.6 | Contractor to quote ONLY for his percentage markup on the amount on the base prices for the items under the Provisional Sums to cover his overheads and profits | % | 0.1 | A429.6 | Contractor to quote ONLY for his percentage markup on the amount on the base prices for the items under the Provisional Sums to cover his overheads and profits | % | 0.1 | A429.6 | Contractor to quote ONLY for his percentage markup on the amount on the base prices for the items under the Provisional Sums to cover his overheads and profits | % | 0.1 | A429.6 | Contractor to quote ONLY for his percentage markup on the amount on the base prices for the items under the Provisional Sums to cover his overheads and profits | % | 0.1 | A429.6 | Contractor to quote ONLY for his percentage markup on the amount on the base prices for the items under the Provisional Sums to cover his overheads and profits | % | 0.1 | A429.6 | Contractor to quote ONLY for his percentage markup on the amount on the base prices for the items under the Provisional Sums to cover his overheads and profits | % | 0.1 | A429.6 | Contractor to quote ONLY for his percentage markup on the amount on the base prices for the items under the Provisional Sums to cover his overheads and profits | % | 0.1 | A429.6 | Contractor to quote ONLY for his percentage markup on the amount on the base prices for the items under the Provisional Sums to cover his overheads and profits | % | 0.1 | A429.6 | Contractor to quote ONLY for his percentage markup on the amount on the base prices for the items under the Provisional Sums to cover his overheads and profits | % | 0.1 | A429.6 | Contractor to quote ONLY for his percentage markup on the amount on the base prices for the items under the Provisional Sums to cover his overheads and profits | % | 0.1 | A429.6 | Contractor to quote ONLY for his percentage markup on the amount on the base prices for the items under the Provisional Sums to cover his overheads and profits | % | 0.1 | A429.6 | Contractor to quote ONLY for his percentage markup on the amount on the base prices for the items under the Provisional Sums to cover his overheads and profits | % | 0.1 | A429.6 | Contractor to quote ONLY for his percentage markup on the amount on the base prices for the items under the Provisional Sums to cover his overheads and profits | % | 0.1 | A429.6 | Contractor to quote ONLY for his percentage markup on the amount on the base prices for the items under the Provisional Sums to cover his overheads and profits | % | 0.1 | A429.6 | Contractor to quote ONLY for his percentage markup on the amount on the base prices for the items under the Provisional Sums to cover his overheads and profits | % | 0.1 | A429.6 | Contractor to quote ONLY for his percentage markup on the amount on the base prices for the items under the Provisional Sums to cover his overheads and profits | % | 0.1 | A429.6 | Contractor to quote ONLY for his percentage markup on the amount on the base prices for the items under the Provisional Sums to cover his overheads and profits | % | 0.1 | A429.6 | Contractor to quote ONLY for his percentage markup on the amount on the base prices for the items under the Provisional Sums to cover his overheads and profits | % | 0.1 | A429.6 | Contractor to quote ONLY for his percentage markup on the amount on the base prices for the items under the Provisional Sums to cover his overheads and profits | % | 0.1 | A429.6 | Contractor to quote ONLY for his percentage markup on the amount on the base prices for the items under the Provisional Sums to cover his overheads and profits | % | 0.1 | A429.6 | Contractor to quote ONLY for his percentage markup on the amount on the base prices for the items under the Provisional Sums to cover his overheads and profits | % | 0.1 | A429.6 | Contractor to quote ONLY for his percentage markup on the amount on the base prices for the items under the Provisional Sums to cover his overheads and profits | % | 0.1 | A429.6 | Contractor to quote ONLY for his percentage markup on the amount on the base prices for the items under the Provisional Sums to cover his overheads and profits | % | 0.1 | A429.6 | Contractor to quote ONLY for his percentage markup on the amount on the base prices for the items under the Provisional Sums to cover his overheads and profits | % | 0.1 | A429.6 | Contractor to quote ONLY for his percentage markup on the amount on the base prices for the items under the Provisional Sums to cover his overheads and profits | % | 0.1 | A429.6 | Contractor to quote ONLY for his percentage markup on the amount on the base prices for the items under the Provisional Sums to cover his overheads and profits | % | 0.1 | A429.6 | Contractor to quote ONLY for his percentage markup on the amount on the base prices for the items under the Provisional Sums to cover his overheads and profits | % | 0.1 | A429.6 | Contractor to quote ONLY for his percentage markup on the amount on the base prices for the items under the Provisional Sums to cover his overheads and profits | % | 0.1 | A429.6 | Contractor to quote ONLY for his percentage markup on the amount on the base prices for the items under the Provisional Sums to cover his overheads and profits | % | 0.1 | A429.6 | Contractor to quote ONLY for his percentage markup on the amount on the base prices for the items under the Provisional Sums to cover his overheads and profits | % | 0.1 | A429.6 | Contractor to quote ONLY for his percentage markup on the amount on the base prices for the items under the Provisional Sums to cover his overheads and profits | % | 0.1 | A429.6 | Contractor to quote ONLY for his percentage markup on the amount on the base prices for the items under the Provisional Sums to cover his overheads and profits | % | 0.1 | A429.6 | Contractor to quote ONLY for his percentage markup on the amount on the base prices for the items under the Provisional Sums to cover his overheads and profits | % | 0.1 | A429.6 | Contractor to quote ONLY for his percentage markup on the amount on the base prices for the items under the Provisional Sums to cover his overheads and profits | % | 0.1 | A429.6 | Contractor to quote ONLY for his percentage markup on the amount on the base prices for the items under the Provisional Sums to cover his overheads and profits | % | 0.1 | A429.6 | Contractor to quote ONLY for his percentage markup on the amount on the base prices for the items under the Provisional Sums to cover his overheads and profits | % | 0.1 | A429.6 | Contractor to quote ONLY for his percentage markup on the amount on the base prices for the items under the Provisional Sums to cover his overheads and profits | % | 0.1 | A429.6 | Contractor to quote ONLY for his percentage markup on the amount on the base prices for the items under the Provisional Sums to cover his overheads and profits | % | 0.1 | A429.6 | Contractor to quote ONLY for his percentage markup on the amount on the base prices for the items under the Provisional Sums to cover his overheads and profits | % | 0.1 | A429.6 | Contractor to quote ONLY for his percentage markup on the amount on the base prices for the items under the Provisional Sums to cover his overheads and profits | % | 0.1 | A429.6 | Contractor to quote ONLY for his percentage markup on the amount on the base prices for the items under the Provisional Sums to cover his overheads and profits | % | 0.1 | A429.6 | Contractor to quote ONLY for his percentage markup on the amount on the base prices for the items under the Provisional Sums to cover his overheads and profits | % | 0.1 | A429.6 | Contractor to quote ONLY for his percentage markup on the amount on the base prices for the items under the Provisional Sums to cover his overheads and profits | % | 0.1 | A429.6 | Contractor to quote ONLY for his percentage markup on the amount on the base prices for the items under the Provisional Sums to cover his overheads and profits | % | 0.1 | A429.6 | Contractor to quote ONLY for his percentage markup on the amount on the base prices for the items under the Provisional Sums to cover his overheads and profits | % | 0.1 | A429.6 | Contractor to quote ONLY for his percentage markup on the amount on the base prices for the items under the Provisional Sums to cover his overheads and profits | % | 0.1 | A429.6 | Contractor to quote ONLY for his percentage markup on the amount on the base prices for the items under the Provisional Sums to cover his overheads and profits | % | 0.1 | A429.6 | Contractor to quote ONLY for his percentage markup on the amount on the base prices for the items under the Provisional Sums to cover his overheads and profits | % | 0.1 | A429.6 | Contractor to quote ONLY for his percentage markup on the amount on the base prices for the items under the Provisional Sums to cover his overheads and profits | % | 0.1 | A429.6 | Contractor to quote ONLY for his percentage markup on the amount on the base prices for the items under the Provisional Sums to cover his overheads and profits | % | 0.1 | A429.6 | Contractor to quote ONLY for his percentage markup on the amount on the base prices for the items under the Provisional Sums to cover his overheads and profits | % | 0.1 | A429.6 | Contractor to quote ONLY for his percentage markup on the amount on the base prices for the items under the Provisional Sums to cover his overheads and profits | % | 0.1 | A429.6 | Contractor to quote ONLY for his percentage markup on the amount on the base prices for the items under the Provisional Sums to cover his overheads and profits | % | 0.1 | A429.6 | Contractor to quote ONLY for his percentage markup on the amount on the base prices for the items under the Provisional Sums to cover his overheads and profits | % | 0.1 | A429.6 | Contractor to quote ONLY for his percentage markup on the amount on the base prices for the items under the Provisional Sums to cover his overheads and profits | % | 0.1 | A429.6 | Contractor to quote ONLY for his percentage markup on the amount on the base prices for the items under the Provisional Sums to cover his overheads and profits | % | 0.1 | A429.6 | Contractor to quote ONLY for his percentage markup on the amount on the base prices for the items under the Provisional Sums to cover his overheads and profits | % | 0.1 | A429.6 | Contractor to quote ONLY for his percentage markup on the amount on the base prices for the items under the Provisional Sums to cover his overheads and profits | % | 0.1 | A429.6 | Contractor to quote ONLY for his percentage markup on the amount on the base prices for the items under the Provisional Sums to cover his overheads and profits | % | 0.1 | A429.6 | Contractor to quote ONLY for his percentage markup on the amount on the base prices for the items under the Provisional Sums to cover his overheads and profits | % | 0.1 | A429.6 | Contractor to quote ONLY for his percentage markup on the amount on the base prices for the items under the Provisional Sums to cover his overheads and profits | % | 0.1 | A429.6 | Contractor to quote ONLY for his percentage markup on the amount on the base prices for the items under the Provisional Sums to cover his overheads and profits | % | 0.1 | A429.6 | Contractor to quote ONLY for his percentage markup on the amount on the base prices for the items under the Provisional Sums to cover his overheads and profits | % | 0.1 | A429.6 | Contractor to quote ONLY for his percentage markup on the amount on the base prices for the items under the Provisional Sums to cover his overheads and profits | % | 0.1 | A429.6 | Contractor to quote ONLY for his percentage markup on the amount on the base prices for the items under the Provisional Sums to cover his overheads and profits | % | 0.1 | A429.6 | Contractor to quote ONLY for his percentage markup on the amount on the base prices for the items under the Provisional Sums to cover his overheads and profits | % | 0.1 | A429.6 | Contractor to quote ONLY for his percentage markup on the amount on the base prices for the items under the Provisional Sums to cover his overheads and profits | % | 0.1 | A429.6 | Contractor to quote ONLY for his percentage markup on the amount on the base prices for the items under the Provisional Sums to cover his overheads and profits | % | 0.1 | A429.6 | Contractor to quote ONLY for his percentage markup on the amount on the base prices for the items under the Provisional Sums to cover his overheads and profits | % | 0.1 | A429.6 | Contractor to quote ONLY for his percentage markup on the amount on the base prices for the items under the Provisional Sums to cover his overheads and profits | % | 0.1 | A429.6 | Contractor to quote ONLY for his percentage markup on the amount on the base prices for the items under the Provisional Sums to cover his overheads and profits | % | 0.1 | A429.6 | Contractor to quote ONLY for his percentage markup on the amount on the base prices for the items under the Provisional Sums to cover his overheads and profits | % | 0.1 | A429.6 | Contractor to quote ONLY for his percentage markup on the amount on the base prices for the items under the Provisional Sums to cover his overheads and profits | % | 0.1 | A429.6 | Contractor to quote ONLY for his percentage markup on the amount on the base prices for the items under the Provisional Sums to cover his overheads and profits | % | 0.1 | A429.6 | Contractor to quote ONLY for his percentage markup on the amount on the base prices for the items under the Provisional Sums to cover his overheads and profits | % | 0.1 | A429.6 | Contractor to quote ONLY for his percentage markup on the amount on the base prices for the items under the Provisional Sums to cover his overheads and profits | % | 0.1 | A429.6 | Contractor to quote ONLY for his percentage markup on the amount on the base prices for the items under the Provisional Sums to cover his overheads and profits | % | 0.1 | A429.6 | Contractor to quote ONLY for his percentage markup on the amount on the base prices for the items under the Provisional Sums to cover his overheads and profits | % | 0.1 | A429.6 | Contractor to quote ONLY for his percentage markup on the amount on the base prices for the items under the Provisional Sums to cover his overheads and profits | % | 0.1 | A429.6 | Contractor to quote ONLY for his percentage markup on the amount on the base prices for the items under the Provisional Sums to cover his overheads and profits | % | 0.1 | A429.6 | Contractor to quote ONLY for his percentage markup on the amount on the base prices for the items under the Provisional Sums to cover his overheads and profits | % | 0.1 | A429.6 | Contractor to quote ONLY for his percentage markup on the amount on the base prices for the items under the Provisional Sums to cover his overheads and profits | % | 0.1 | A429.6 | Contractor to quote ONLY for his percentage markup on the amount on the base prices for the items under the Provisional Sums to cover his overheads and profits | % | 0.1 | A429.6 | Contractor to quote ONLY for his percentage markup on the amount on the base prices for the items under the Provisional Sums to cover his overheads and profits | % | 0.1 | A429.6 | Contractor to quote ONLY for his percentage markup on the amount on the base prices for the items under the Provisional Sums to cover his overheads and profits | % | 0.1 | A429.6 | Contractor to quote ONLY for his percentage markup on the amount on the base prices for the items under the Provisional Sums to cover his overheads and profits | % | 0.1 | A429.6 | Contractor to quote ONLY for his percentage markup on the amount on the base prices for the items under the Provisional Sums to cover his overheads and profits | % | 0.1 | A429.6 | Contractor to quote ONLY for his percentage markup on the amount on the base prices for the items under the Provisional Sums to cover his overheads and profits | % | 0.1 | A429.6 | Contractor to quote ONLY for his percentage markup on the amount on the base prices for the items under the Provisional Sums to cover his overheads and profits | % | 0.1 | A429.6 | Contractor to quote ONLY for his percentage markup on the amount on the base prices for the items under the Provisional Sums to cover his overheads and profits | % | 0.1 | A429.6 | Contractor to quote ONLY for his percentage markup on the amount on the base prices for the items under the Provisional Sums to cover his overheads and profits | % | 0.1 | A429.6 | Contractor to quote ONLY for his percentage markup on the amount on the base prices for the items under the Provisional Sums to cover his overheads and profits | % | 0.1 | A429.6 | Contractor to quote ONLY for his percentage markup on the amount on the base prices for the items under the Provisional Sums to cover his overheads and profits | % | 0.1 | A429.6 | Contractor to quote ONLY for his percentage markup on the amount on the base prices for the items under the Provisional Sums to cover his overheads and profits | % | 0.1 | A429.6 | Contractor to quote ONLY for his percentage markup on the amount on the base prices for the items under the Provisional Sums to cover his overheads and profits | % | 0.1 | A429.6 | Contractor to quote ONLY for his percentage markup on the amount on the base prices for the items under the Provisional Sums to cover his overheads and profits | % | 0.1 | A429.6 | Contractor to quote ONLY for his percentage markup on the amount on the base prices for the items under the Provisional Sums to cover his overheads and profits | % | 0.1 | A429.6 | Contractor to quote ONLY for his percentage markup on the amount on the base prices for the items under the Provisional Sums to cover his overheads and profits | % | 0.1 | A429.6 | Contractor to quote ONLY for his percentage markup on the amount on the base prices for the items under the Provisional Sums to cover his overheads and profits | % | 0.1 | A429.6 | Contractor to quote ONLY for his percentage markup on the amount on the base prices for the items under the Provisional Sums to cover his overheads and profits | % | 0.1 | A429.6 | Contractor to quote ONLY for his percentage markup on the amount on the base prices for the items under the Provisional Sums to cover his overheads and profits | % | 0.1 | A429.6 | Contractor to quote ONLY for his percentage markup on the amount on the base prices for the items under the Provisional Sums to cover his overheads and profits | % | 0.1 | A429.6 | Contractor to quote ONLY for his percentage markup on the amount on the base prices for the items under the Provisional Sums to cover his overheads and profits | % | 0.1 | A429.6 | Contractor to quote ONLY for his percentage markup on the amount on the base prices for the items under the Provisional Sums to cover his overheads and profits | % | 0.1 | A429.6 | Contractor to quote ONLY for his percentage markup on the amount on the base prices for the items under the Provisional Sums to cover his overheads and profits | % | 0.1 | A429.6 | Contractor to quote ONLY for his percentage markup on the amount on the base prices for the items under the Provisional Sums to cover his overheads and profits | % | 0.1 | A429.6 | Contractor to quote ONLY for his percentage markup on the amount on the base prices for the items under the Provisional Sums to cover his overheads and profits | % | 0.1 | A429.6 | Contractor to quote ONLY for his percentage markup on the amount on the base prices for the items under the Provisional Sums to cover his overheads and profits | % | 0.1 | A429.6 | Contractor to quote ONLY for his percentage markup on the amount on the base prices for the items under the Provisional Sums to cover his overheads and profits | % | 0.1 | A429.6 | Contractor to quote ONLY for his percentage markup on the amount on the base prices for the items under the Provisional Sums to cover his overheads and profits | % | 0.1 | A429.6 | Contractor to quote ONLY for his percentage markup on the amount on the base prices for the items under the Provisional Sums to cover his overheads and profits | % | 0.1 | A429.6 | Contractor to quote ONLY for his percentage markup on the amount on the base prices for the items under the Provisional Sums to cover his overheads and profits | % | 0.1 | A429.6 | Contractor to quote ONLY for his percentage markup on the amount on the base prices for the items under the Provisional Sums to cover his overheads and profits | % | 0.1 | A429.6 | Contractor to quote ONLY for his percentage markup on the amount on the base prices for the items under the Provisional Sums to cover his overheads and profits | % | 0.1 | A429.6 | Contractor to quote ONLY for his percentage markup on the amount on the base prices for the items under the Provisional Sums to cover his overheads and profits | % | 0.1 | A429.6 | Contractor to quote ONLY for his percentage markup on the amount on the base prices for the items under the Provisional Sums to cover his overheads and profits | % | 0.1 | A429.6 | Contractor to quote ONLY for his percentage markup on the amount on the base prices for the items under the Provisional Sums to cover his overheads and profits | % | 0.1 | A429.6 | Contractor to quote ONLY for his percentage markup on the amount on the base prices for the items under the Provisional Sums to cover his overheads and profits | % | 0.1 | A429.6 | Contractor to quote ONLY for his percentage markup on the amount on the base prices for the items under the Provisional Sums to cover his overheads and profits | % | 0.1 | A429.6 | Contractor to quote ONLY for his percentage markup on the amount on the base prices for the items under the Provisional Sums to cover his overheads and profits | % | 0.1 | A429.6 | Contractor to quote ONLY for his percentage markup on the amount on the base prices for the items under the Provisional Sums to cover his overheads and profits | % | 0.1 | A429.6 | Contractor to quote ONLY for his percentage markup on the amount on the base prices for the items under the Provisional Sums to cover his overheads and profits | % | 0.1 | A429.6 | Contractor to quote ONLY for his percentage markup on the amount on the base prices for the items under the Provisional Sums to cover his overheads and profits | % | 0.1 | A429.6 | Contractor to quote ONLY for his percentage markup on the amount on the base prices for the items under the Provisional Sums to cover his overheads and profits | % | 0.1 | A429.6 | Contractor to quote ONLY for his percentage markup on the amount on the base prices for the items under the Provisional Sums to cover his overheads and profits | % | 0.1 | A429.6 | Contractor to quote ONLY for his percentage markup on the amount on the base prices for the items under the Provisional Sums to cover his overheads and profits | % | 0.1 | A429.6 | Contractor to quote ONLY for his percentage markup on the amount on the base prices for the items under the Provisional Sums to cover his overheads and profits | % | 0.1 | A429.6 | Contractor to quote ONLY for his percentage markup on the amount on the base prices for the items under the Provisional Sums to cover his overheads and profits | % | 0.1 | A429.6 | Contractor to quote ONLY for his percentage markup on the amount on the base prices for the items under the Provisional Sums to cover his overheads and profits | % | 0.1 | A429.6 | Contractor to quote ONLY for his percentage markup on the amount on the base prices for the items under the Provisional Sums to cover his overheads and profits | % | 0.1 | A429.6 | Contractor to quote ONLY for his percentage markup on the amount on the base prices for the items under the Provisional Sums to cover his overheads and profits | % | 0.1 | A429.6 | Contractor to quote ONLY for his percentage markup on the amount on the base prices for the items under the Provisional Sums to cover his overheads and profits | % | 0.1 | A429.6 | Contractor to quote ONLY for his percentage markup on the amount on the base prices for the items under the Provisional Sums to cover his overheads and profits | % | 0.1 | A429.6 | Contractor to quote ONLY for his percentage markup on the amount on the base prices for the items under the Provisional Sums to cover his overheads and profits | % | 0.1 | A429.6 | Contractor to quote ONLY for his percentage markup on the amount on the base prices for the items under the Provisional Sums to cover his overheads and profits | % | 0.1 | A429.6 | Contractor to quote ONLY for his percentage markup on the amount on the base prices for the items under the Provisional Sums to cover his overheads and profits | % | 0.1 | A429.6 | Contractor to quote ONLY for his percentage markup on the amount on the base prices for the items under the Provisional Sums to cover his overheads and profits | % | 0.1 | A429.6 | Contractor to quote ONLY for his percentage markup on the amount on the base prices for the items under the Provisional Sums to cover his overheads and profits | % | 0.1 | A429.6 | Contractor to quote ONLY for his percentage markup on the amount on the base prices for the items under the Provisional Sums to cover his overheads and profits | % | 0.1 | A429.6 | Contractor to quote ONLY for his percentage markup on the amount on the base prices for the items under the Provisional Sums to cover his overheads and profits | % | 0.1 | A429.6 | Contractor to quote ONLY for his percentage markup on the amount on the base prices for the items under the Provisional Sums to cover his overheads and profits | % | 0.1 | A429.6 | Contractor to quote ONLY for his percentage markup on the amount on the base prices for the items under the Provisional Sums to cover his overheads and profits | % | 0.1 | A429.6 | Contractor to quote ONLY for his percentage markup on the amount on the base prices for the items under the Provisional Sums to cover his overheads and profits | % | 0.1 | A429.6 | Contractor to quote ONLY for his percentage markup on the amount on the base prices for the items under the Provisional Sums to cover his overheads and profits | % | 0.1 | A429.6 | Contractor to quote ONLY for his percentage markup on the amount on the base prices for the items under the Provisional Sums to cover his overheads and profits | % | 0.1 | A429.6 | Contractor to quote ONLY for his percentage markup on the amount on the base prices for the items under the Provisional Sums to cover his overheads and profits | % | 0.1 | A429.6 | Contractor to quote ONLY for his percentage markup on the amount on the base prices for the items under the Provisional Sums to cover his overheads and profits | % | 0.1 | A429.6 | Contractor to quote ONLY for his percentage markup on the amount on the base prices for the items under the Provisional Sums to cover his overheads and profits | % | 0.1 | A429.6 | Contractor to quote ONLY for his percentage markup on the amount on the base prices for the items under the Provisional Sums to cover his overheads and profits | % | 0.1 | A429.6 | Contractor to quote ONLY for his percentage markup on the amount on the base prices for the items under the Provisional Sums to cover his overheads and profits | % | 0.1 | A429.6 | Contractor to quote ONLY for his percentage markup on the amount on the base prices for the items under the Provisional Sums to cover his overheads and profits | % | 0.1 | A429.6 | Contractor to quote ONLY for his percentage markup on the amount on the base prices for the items under the Provisional Sums to cover his overheads and profits | % | 0.1 | A429.6 | Contractor to quote ONLY for his percentage markup on the amount on the base prices for the items under the Provisional Sums to cover his overheads and profits | % | 0.1 | A429.6 | Contractor to quote ONLY for his percentage markup on the amount on the base prices for the items under the Provisional Sums to cover his overheads and profits | % | 0.1 | A429.6 | Contractor to quote ONLY for his percentage markup on the amount on the base prices for the items under the Provisional Sums to cover his overheads and profits | % | 0.1 | A429.6 | Contractor to quote ONLY for his percentage markup on the amount on the base prices for the items under the Provisional Sums to cover his overheads and profits | % | 0.1 | A429.6 | Contractor to quote ONLY for his percentage markup on the amount on the base prices for the items under the Provisional Sums to cover his overheads and profits | % | 0.1 | A429.6 | Contractor to quote ONLY for his percentage markup on the amount on the base prices for the items under the Provisional Sums to cover his overheads and profits | % | 0.1 | A429.6 | Contractor to quote ONLY for his percentage markup on the amount on the base prices for the items under the Provisional Sums to cover his overheads and profits | % | 0.1 | A429.6 | Contractor to quote ONLY for his percentage markup on the amount on the base prices for the items under the Provisional Sums to cover his overheads and profits | % | 0.1 | A429.6 | Contractor to quote ONLY for his percentage markup on the amount on the base prices for the items under the Provisional Sums to cover his overheads and profits | % | 0.1 | A429.6 | Contractor to quote ONLY for his percentage markup on the amount on the base prices for the items under the Provisional Sums to cover his overheads and profits | % | 0.1 | A429.6 | Contractor to quote ONLY for his percentage markup on the amount on the base prices for the items under the Provisional Sums to cover his overheads and profits | % | 0.1 | A429.6 | Contractor to quote ONLY for his percentage markup on the amount on the base prices for the items under the Provisional Sums to cover his overheads and profits | % | 0.1 | A429.6 | Contractor to quote ONLY for his percentage markup on the amount on the base prices for the items under the Provisional Sums to cover his overheads and profits | % | 0.1 | A429.6 | Contractor to quote ONLY for his percentage markup on the amount on the base prices for the items under the Provisional Sums to cover his overheads and profits | % | 0.1 | A429.6 | Contractor to quote ONLY for his percentage markup on the amount on the base prices for the items under the Provisional Sums to cover his overheads and profits | % | 0.1 | A429.6 | Contractor to quote ONLY for his percentage markup on the amount on the base prices for the items under the Provisional Sums to cover his overheads and profits | % | 0.1 | A429.6 | Contractor to quote ONLY for his percentage markup on the amount on the base prices for the items under the Provisional Sums to cover his overheads and profits | % | 0.1 | A429.6 | Contractor to quote ONLY for his percentage markup on the amount on the base prices for the items under the Provisional Sums to cover his overheads and profits | % | 0.1 | A429.6 | Contractor to quote ONLY for his percentage markup on the amount on the base prices for the items under the Provisional Sums to cover his overheads and profits | % | 0.1 | A429.6 | Contractor to quote ONLY for his percentage markup on the amount on the base prices for the items under the Provisional Sums to cover his overheads and profits | % | 0.1 | A429.6 | Contractor to quote ONLY for his percentage markup on the amount on the base prices for the items under the Provisional Sums to cover his overheads and profits | % | 0.1 | A429.6 | Contractor to quote ONLY for his percentage markup on the amount on the base prices for the items under the Provisional Sums to cover his overheads and profits | % | 0.1 | A429.6 | Contractor to quote ONLY for his percentage markup on the amount on the base prices for the items under the Provisional Sums to cover his overheads and profits | % | 0.1 | A429.6 | Contractor to quote ONLY for his percentage markup on the amount on the base prices for the items under the Provisional Sums to cover his overheads and profits | % | 0.1 | A429.6 | Contractor to quote ONLY for his percentage markup on the amount on the base prices for the items under the Provisional Sums to cover his overheads and profits | % | 0.1 | A429.6 | Contractor to quote ONLY for his percentage markup on the amount on the base prices for the items under the Provisional Sums to cover his overheads and profits | % | 0.1 | A429.6 | Contractor to quote ONLY for his percentage markup on the amount on the base prices for the items under the Provisional Sums to cover his overheads and profits | % | 0.1 | A429.6 | Contractor to quote ONLY for his percentage markup on the amount on the base prices for the items under the Provisional Sums to cover his overheads and profits | % | 0.1 | A429.6 | Contractor to quote ONLY for his percentage markup on the amount on the base prices for the items under the Provisional Sums to cover his overheads and profits | % | 0.1 | A429.6 | Contractor to quote ONLY for his percentage markup on the amount on the base prices for the items under the Provisional Sums to cover his overheads and profits | % | 0.1 | A429.6 | Contractor to quote ONLY for his percentage markup on the amount on the base prices for the items under the Provisional Sums to cover his overheads and profits | % | 0.1 | A429.6 | Contractor to quote ONLY for his percentage markup on the amount on the base prices for the items under the Provisional Sums to cover his overheads and profits | % | 0.1 | A429.6 | Contractor to quote ONLY for his percentage markup on the amount on the base prices for the items under the Provisional Sums to cover his overheads and profits | % | 0.1 | A429.6 | Contractor to quote ONLY for his percentage markup on the amount on the base prices for the items under the Provisional Sums to cover his overheads and profits | % | 0.1 | A429.6 | Contractor to quote ONLY for his percentage markup on the amount on the base prices for the items under the Provisional Sums to cover his overheads and profits | % | 0.1 | A429.6 | Contractor to quote ONLY for his percentage markup on the amount on the base prices for the items under the Provisional Sums to cover his overheads and profits | % | 0.1 | A429.6 | Contractor to quote ONLY for his percentage markup on the amount on the base prices for the items under the Provisional Sums to cover his overheads and profits | % | 0.1 | A429.6 | Contractor to quote ONLY for his percentage markup on the amount on the base prices for the items under the Provisional Sums to cover his overheads and profits | % | 0.1 | A429.6 | Contractor to quote ONLY for his percentage markup on the amount on the base prices for the items under the Provisional Sums to cover his overheads and profits | % | 0.1 | A429.6 | Contractor to quote ONLY for his percentage markup on the amount on the base prices for the items under the Provisional Sums to cover his overheads and profits | % | 0.1 | A429.6 | Contractor to quote ONLY for his percentage markup on the amount on the base prices for the items under the Provisional Sums to cover his overheads and profits | % | 0.1 | A429.6 | Contractor to quote ONLY for his percentage markup on the amount on the base prices for the items under the Provisional Sums to cover his overheads and profits | % | 0.1 | A429.6 | Contractor to quote ONLY for his percentage markup on the amount on the base prices for the items under the Provisional Sums to cover his overheads and profits | % | 0.1 | A429.6 | Contractor to quote ONLY for his percentage markup on the amount on the base prices for the items under the Provisional Sums to cover his overheads and profits | % | 0.1 | A429.6 | Contractor to quote ONLY for his percentage markup on the amount on the base prices for the items under the Provisional Sums to cover his overheads and profits | % | 0.1 | A429.6 | Contractor to quote ONLY for his percentage markup on the amount on the base prices for the items under the Provisional Sums to cover his overheads and profits | % | 0.1 | A429.6 | Contractor to quote ONLY for his percentage markup on the amount on the base prices for the items under the Provisional Sums to cover his overheads and profits | % | 0.1 | A429.6 | Contractor to quote ONLY for his percentage markup on the amount on the base prices for the items under the Provisional Sums to cover his overheads and profits | % | 0.1 | A429.6 | Contractor to quote ONLY for his percentage markup on the amount on the base prices for the items under the Provisional Sums to cover his overheads and profits | % | 0.1 | A429.6 | Contractor to quote ONLY for his percentage markup on the amount on the base prices for the items under the Provisional Sums to cover his overheads and profits | % | 0.1 | A429.6 | Contractor to quote ONLY for his percentage markup on the amount on the base prices for the items under the Provisional Sums to cover his overheads and profits | % | 0.1 | A429.6 | Contractor to quote ONLY for his percentage markup on the amount on the base prices for the items under the Provisional Sums to cover his overheads and profits | % | 0.1 | A429.6 | Contractor to quote ONLY for his percentage markup on the amount on the base prices for the items under the Provisional Sums to cover his overheads and profits | % | 0.1 | A429.6 | Contractor to quote ONLY for his percentage markup on the amount on the base prices for the items under the Provisional Sums to cover his overheads and profits | % | 0.1 | A429.6 | Contractor to quote ONLY for his percentage markup on the amount on the base prices for the items under the Provisional Sums to cover his overheads and profits | % | 0.1 | A429.6 | Contractor to quote ONLY for his percentage markup on the amount on the base prices for the items under the Provisional Sums to cover his overheads and profits | % | 0.1 | A429.6 | Contractor to quote ONLY for his percentage markup on the amount on the base prices for the items under the Provisional Sums to cover his overheads and profits | % | 0.1 | A429.6 | Contractor to quote ONLY for his percentage markup on the amount on the base prices for the items under the Provisional Sums to cover his overheads and profits | % | 0.1 | A429.6 | Contractor to quote ONLY for his percentage markup on the amount on the base prices for the items under the Provisional Sums to cover his overheads and profits | % | 0.1 | A429.6 | Contractor to quote ONLY for his percentage markup on the amount on the base prices for the items under the Provisional Sums to cover his overheads and profits | % | 0.1 | A429.6 | Contractor to quote ONLY for his percentage markup on the amount on the base prices for the items under the Provisional Sums to cover his overheads and profits | % | 0.1 | A429.6 | Contractor to quote ONLY for his percentage markup on the amount on the base prices for the items under the Provisional Sums to cover his overheads and profits | % | 0.1 | A429.6 | Contractor to quote ONLY for his percentage markup on the amount on the base prices for the items under the Provisional Sums to cover his overheads and profits | % | 0.1 | A429.6 | Contractor to quote ONLY for his percentage markup on the amount on the base prices for the items under the Provisional Sums to cover his overheads and profits | % | 0.1 | A429.6 | Contractor to quote ONLY for his percentage markup on the amount on the base prices for the items under the Provisional Sums to cover his overheads and profits | % | 0.1 | A429.6 | Contractor to quote ONLY for his percentage markup on the amount on the base prices for the items under the Provisional Sums to cover his overheads and profits | % | 0.1 | A429.6 | Contractor to quote ONLY for his percentage markup on the amount on the base prices for the items under the Provisional Sums to cover his overheads and profits | % | 0.1 | A429.6 | Contractor to quote ONLY for his percentage markup on the amount on the base prices for the items under the Provisional Sums to cover his overheads and profits | % | 0.1 | A429.6 | Contractor to quote ONLY for his percentage markup on the amount on the base prices for the items under the Provisional Sums to cover his overheads and profits | % | 0.1 | A429.6 | Contractor to quote ONLY for his percentage markup on the amount on the base prices for the items under the Provisional Sums to cover his overheads and profits | % | 0.1 | A429.6 | Contractor to quote ONLY for his percentage markup on the amount on the base prices for the items under the Provisional Sums to cover his overheads and profits | % | 0.1 | A429.6 | Contractor to quote ONLY for his percentage markup on the amount on the base prices for the items under the Provisional Sums to cover his overheads and profits | % | 0.1 | A429.6 | Contractor to quote ONLY for his percentage markup on the amount on the base prices for the items under the Provisional Sums to cover his overheads and profits | % | 0.1 | A429.6 | Contractor to quote ONLY for his percentage markup on the amount on the base prices for the items under the Provisional Sums to cover his overheads and profits | % | 0.1 | A429.6 | Contractor to quote ONLY for his percentage markup on the amount on the base prices for the items under the Provisional Sums to cover his overheads and profits | % | 0.1 | A429.6 | Contractor to quote ONLY for his percentage markup on the amount on the base prices for the items under the Provisional Sums to cover his overheads and profits | % | 0.1 | A429.6 | Contractor to quote ONLY for his percentage markup on the amount on the base prices for the items under the Provisional Sums to cover his overheads and profits | % | 0.1 | A429.6 | Contractor to quote ONLY for his percentage markup on the amount on the base prices for the items under the Provisional Sums to cover his overheads and profits | % | 0.1 | A429.6 | Contractor to quote ONLY for his percentage markup on the amount on the base prices for the items under the Provisional Sums to cover his overheads and profits | % | 0.1 | A429.6 | Contractor to quote ONLY for his percentage markup on the amount on the base prices for the items under the Provisional Sums to cover his overheads and profits | % | 0.1 | A429.6 | Contractor to quote ONLY for his percentage markup on the amount on the base prices for the items under the Provisional Sums to cover his overheads and profits | % | 0.1 | A429.6 | Contractor to quote ONLY for his percentage markup on the amount on the base prices for the items under the Provisional Sums to cover his overheads and profits | % | 0.1 | A429.6 | Contractor to quote ONLY for his percentage markup on the amount on the base prices for the items under the Provisional Sums to cover his overheads and profits | % | 0.1 | A429.6 | Contractor to quote ONLY for his percentage markup on the amount on the base prices for the items under the Provisional Sums to cover his overheads and profits | % | 0.1 | A429.6 | Contractor to quote ONLY for his percentage markup on the amount on the base prices for the items under the Provisional Sums to cover his overheads and profits | % | 0.1 | A429.6 | Contractor to quote ONLY for his percentage markup on the amount on the base prices for the items under the Provisional Sums to cover his overheads and profits | % | 0.1 | A429.6 | Contractor to quote ONLY for his percentage markup on the amount on the base prices for the items under the Provisional Sums to cover his overheads and profits | % | 0.1 | A429.6 | Contractor to quote ONLY for his percentage markup on the amount on the base prices for the items under the Provisional Sums to cover his overheads and profits | % | 0.1 | A429.6 | Contractor to quote ONLY for his percentage markup on the amount on the base prices for the items under the Provisional Sums to cover his overheads and profits | % | 0.1 | A429.6 | Contractor to quote ONLY for his percentage markup on the amount on the base prices for the items under the Provisional Sums to cover his overheads and profits | % | 0.1 | A429.6 | Contractor to quote ONLY for his percentage markup on the amount on the base prices for the items under the Provisional Sums to cover his overheads and profits | % | 0.1 | A429.6 | Contractor to quote ONLY for his percentage markup on the amount on the base prices for the items under the Provisional Sums to cover his overheads and profits | % | 0.1 | A429.6 | Contractor to quote ONLY for his percentage markup on the amount on the base prices for the items under the Provisional Sums to cover his overheads and profits | % | 0.1 | A429.6 | Contractor to quote ONLY for his percentage markup on the amount on the base prices for the items under the Provisional Sums to cover his overheads and profits | % | 0.1 | A429.6 | Contractor to quote ONLY for his percentage markup on the amount on the base prices for the items under the Provisional Sums to cover his overheads and profits | % | 0.1 | A429.6 | Contractor to quote ONLY for his percentage markup on the amount on the base prices for the items under the Provisional Sums to cover his overheads and profits | % | 0.1 | A429.6 | Contractor to quote ONLY for his percentage markup on the amount on the base prices for the items under the Provisional Sums to cover his overheads and profits | % | 0.1 | A429.6 | Contractor to quote ONLY for his percentage markup on the amount on the base prices for the items under the Provisional Sums to cover his overheads and profits | % | 0.1 | A429.6 | Contractor to quote ONLY for his percentage markup on the amount on the base prices for the items under the Provisional Sums to cover his overheads and profits | % | 0.1 | A429.6 | Contractor to quote ONLY for his percentage markup on the amount on the base prices for the items under the Provisional Sums to cover his overheads and profits | % | 0.1 | A429.6 | Contractor to quote ONLY for his percentage markup on the amount on the base prices for the items under the Provisional Sums to cover his overheads and profits | % | 0.1 | A429.6 | Contractor to quote ONLY for his percentage markup on the amount on the base prices for the items under the Provisional Sums to cover his overheads and profits | % | 0.1 | A429.6 | Contractor to quote ONLY for his percentage markup on the amount on the base prices for the items under the Provisional Sums to cover his overheads and profits | % | 0.1 | A429.6 | Contractor to quote ONLY for his percentage markup on the amount on the base prices for the items under the Provisional Sums to cover his overheads and profits | % | 0.1 | A429.6 | Contractor to quote ONLY for his percentage markup on the amount on the base prices for the items under the Provisional Sums to cover his overheads and profits | % | 0.1 | A429.6 | Contractor to quote ONLY for his percentage markup on the amount on the base prices for the items under the Provisional Sums to cover his overheads and profits | % | 0.1 | A429.6 | Contractor to quote ONLY for his percentage markup on the amount on the base prices for the items under the Provisional Sums to cover his overheads and profits | % | 0.1 | A429.6 | Contractor to quote ONLY for his percentage markup on the amount on the base prices for the items under the Provisional Sums to cover his overheads and profits | % | 0.1 | A429.6 | Contractor to quote ONLY for his percentage markup on the amount on the base prices for the items under the Provisional Sums to cover his overheads and profits | % | 0.1 | A429.6 | Contractor to quote ONLY for his percentage markup on the amount on the base prices for the items under the Provisional Sums to cover his overheads and profits | % | 0.1 | A429.6 | Contractor to quote ONLY for his percentage markup on the amount on the base prices for the items under the Provisional Sums to cover his overheads and profits | % | 0.1 | A429.6 | Contractor to quote ONLY for his percentage markup on the amount on the base prices for the items under the Provisional Sums to cover his overheads and profits | % | 0.1 | A429.6 | Contractor to quote ONLY for his percentage markup on the amount on the base prices for the items under the Provisional Sums to cover his overheads and profits | % | 0.1 | A429.6 | Contractor to quote ONLY for his percentage markup on the amount on the base prices for the items under the Provisional Sums to cover his overheads and profits | % | 0.1 | A429.6 | Contractor to quote ONLY for his percentage markup on the amount on the base prices for the items under the Provisional Sums to cover his overheads and profits | % | 0.1 | A429.6 | Contractor to quote ONLY for his percentage markup on the amount on the base prices for the items under the Provisional Sums to cover his overheads and profits | % | 0.1 | A429.6 | Contractor to quote ONLY for his percentage markup on the amount on the base prices for the items under the Provisional Sums to cover his overheads and profits | % | 0.1 | A429.6 | Contractor to quote ONLY for his percentage markup on the amount on the base prices for the items under the Provisional Sums to cover his overheads and profits | % | 0.1 | A429.6 | Contractor to quote ONLY for his percentage markup on the amount on the base prices for the items under the Provisional Sums to cover his overheads and profits | % | 0.1 | A429.6 | Contractor to quote ONLY for his percentage markup on the amount on the base prices for the items under the Provisional Sums to cover his overheads and profits | % | 0.1 | A429.6 | Contractor to quote ONLY for his percentage markup on the amount on the base prices for the items under the Provisional Sums to cover his overheads and profits | % | 0.1 | A429.6 | Contractor to quote ONLY for his percentage markup on the amount on the base prices for the items under the Provisional Sums to cover his overheads and profits | % | 0.1 | A429.6 | Contractor to quote ONLY for his percentage markup on the amount on the base prices for the items under the Provisional Sums to cover his overheads and profits | % | 0.1 | A429.6 | Contractor to quote ONLY for his percentage markup on the amount on the base prices for the items under the Provisional Sums to cover his overheads and profits | % | 0.1 | A429.6 | Contractor to quote ONLY for his percentage markup on the amount on the base prices for the items under the Provisional Sums to cover his overheads and profits | % | 0.1 | A429.6 | Contractor to quote ONLY for his percentage markup on the amount on the base prices for the items under the Provisional Sums to cover his overheads and profits | % | 0.1 | A429.6 | Contractor to quote ONLY for his percentage markup on the amount on the base prices for the items under the Provisional Sums to cover his overheads and profits | % | 0.1 | A429.6 | Contractor to quote ONLY for his percentage markup on the amount on the base prices for the items under the Provisional Sums to cover his overheads and profits | % | 0.1 | A429.6 | Contractor to quote ONLY for his percentage markup on the amount on the base prices for the items under the Provisional Sums to cover his overheads and profits | % | 0.1 | A429.6 | Contractor to quote ONLY for his percentage markup on the amount on the base prices for the items under the Provisional Sums to cover his overheads and profits | % | 0.1 | A429.6 | Contractor to quote ONLY for his percentage markup on the amount on the base prices for the items under the Provisional Sums to cover his overheads and profits | % | 0.1 | A429.6 | Contractor to quote ONLY for his percentage markup on the amount on the base prices for the items under the Provisional Sums to cover his overheads and profits | % | 0.1 | A429.6 | Contractor to quote ONLY for his percentage markup on the amount on the base prices for the items under the Provisional Sums to cover his overheads and profits | % | 0.1 | A429.6 | Contractor to quote ONLY for his percentage markup on the amount on the base prices for the items under the Provisional Sums to cover his overheads and profits | % | 0.1 | A429.6 | Contractor to quote ONLY for his percentage markup on the amount on the base prices for the items under the Provisional Sums to cover his overheads and profits | % | 0.1 | A429.6 | Contractor to quote ONLY for his percentage markup on the amount on the base prices for the items under the Provisional Sums to cover his overheads and profits | % | 0.1 | A429.6 | Contractor to quote ONLY for his percentage markup on the amount on the base prices for the items under the Provisional Sums to cover his overheads and profits | % | 0.1 | A429.6 | Contractor to quote ONLY for his percentage markup on the amount on the base prices for the items under the Provisional Sums to cover his overheads and profits | % | 0.1 | A429.6 | Contractor to quote ONLY for his percentage markup on the amount on the base prices for the items under the Provisional Sums to cover his overheads and profits | % | 0.1 | A429.6 | Contractor to quote ONLY for his percentage markup on the amount on the base prices for the items under the Provisional Sums to cover his overheads and profits | % | 0.1 | A429.6 | Contractor to quote ONLY for his percentage markup on the amount on the base prices for the items under the Provisional Sums to cover his overheads and profits | % | 0.1 | A429.6 | Contractor to quote ONLY for his percentage markup on the amount on the base prices for the items under the Provisional Sums to cover his overheads and profits | % | 0.1 | A429.6 | Contractor to quote ONLY for his percentage markup on the amount on the base prices for the items under the Provisional Sums to cover his overheads and profits | % | 0.1 | A429.6 | Contractor to quote ONLY for his percentage markup on the amount on the base prices for the items under the Provisional Sums to cover his overheads and profits | % | 0.1 | A429.6 | Contractor to quote ONLY for his percentage markup on the amount on the base prices for the items under the Provisional Sums to cover his overheads and profits | % | 0.1 | A429.6 | Contractor to quote ONLY for his percentage markup on the amount on the base prices for the items under the Provisional Sums to cover his overheads and profits | % | 0.1 | A429.6 | Contractor to quote ONLY for his percentage markup on the amount on the base prices for the items under the Provisional Sums to cover his overheads and profits | % | 0.1 | A429.6 | Contractor to quote ONLY for his percentage markup on the amount on the base prices for the items under the Provisional Sums to cover his overheads and profits | % | 0.1 | A429.6 | Contractor to quote ONLY for his percentage markup on the amount on the base prices for the items under the Provisional Sums to cover his overheads and profits | % | 0.1 | A429.6 | Contractor to quote ONLY for his percentage markup on the amount on the base prices for the items under the Provisional Sums to cover his overheads and profits | % | 0.1 | A429.6 | Contractor to quote ONLY for his percentage markup on the amount on the base prices for the items under the Provisional Sums to cover his overheads and profits | % | 0.1 | A429.6 | Contractor to quote ONLY for his percentage markup on the amount on the base prices for the items under the Provisional Sums to cover his overheads and profits | % | 0.1 | A429.6 | Contractor to quote ONLY for his percentage markup on the amount on the base prices for the items under the Provisional Sums to cover his overheads and profits | % | 0.1 | A429.6 | Contractor to quote ONLY for his percentage markup on the amount on the base prices for the items under the Provisional Sums to cover his overheads and profits | % | 0.1 | A429.6 | Contractor to quote ONLY for his percentage markup on the amount on the base prices for the items under the Provisional Sums to cover his overheads and profits | % | 0.1 | A429.6 | Contractor to quote ONLY for his percentage markup on the amount on the base prices for the items under the Provisional Sums to cover his overheads and profits | % | 0.1 | A429.6 | Contractor to quote ONLY for his percentage markup on the amount on the base prices for the items under the Provisional Sums to cover his overheads and profits | % | 0.1 | A429.6 | Contractor to quote ONLY for his percentage markup on the amount on the base prices for the items under the Provisional Sums to cover his overheads and profits | % | 0.1 | A429.6 | Contractor to quote ONLY for his percentage markup on the amount on the base prices for the items under the Provisional Sums to cover his overheads and profits | % | 0.1 | A429.6 | Contractor to quote ONLY for his percentage markup on the amount on the base prices for the items under the Provisional Sums to cover his overheads and profits | % | 0.1 | A429.6 | Contractor to quote ONLY for his percentage markup on the amount on the base prices for the items under the Provisional Sums to cover his overheads and profits | % | 0.1 | A429.6 | Contractor to quote ONLY for his percentage markup on the amount on the base prices for the items under the Provisional Sums to cover his overheads and profits | % | 0.1 | A429.6 | Contractor to quote ONLY for his percentage markup on the amount on the base prices for the items under the Provisional Sums to cover his overheads and profits | % | 0.1 | A429.6 | Contractor to quote ONLY for his percentage markup on the amount on the base prices for the items under the Provisional Sums to cover his overheads and profits | % | 0.1 | A429.6 | Contractor to quote ONLY for his percentage markup on the amount on the base prices for the items under the Provisional Sums to cover his overheads and profits | % | 0.1 | A429.6 | Contractor to quote ONLY for his percentage markup on the amount on the base prices for the items under the Provisional Sums to cover his overheads and profits | % | 0.1 | A429.6 | Contractor to quote ONLY for his percentage markup on the amount on the base prices for the items under the Provisional Sums to cover his overheads and profits | % | 0.1 | A429.6 | Contractor to quote ONLY for his percentage markup on the amount on the base prices for the items under the Provisional Sums to cover his overheads and profits | % | 0.1 | A429.6 | Contractor to quote ONLY for his percentage markup on the amount on the base prices for the items under the Provisional Sums to cover his overheads and profits | % | 0.1 | A429.6 | Contractor to quote ONLY for his percentage markup on the amount on the base prices for the items under the Provisional Sums to cover his overheads and profits | % | 0.1 | A429.6 | Contractor to quote ONLY for his percentage markup on the amount on the base prices for the items under the Provisional Sums to cover his overheads and profits | % | 0.1 | A429.6 | Contractor to quote ONLY for his percentage markup on the amount on the base prices for the items under the Provisional Sums to cover his overheads and profits | % | 0.1 | A429.6 | Contractor to quote ONLY for his percentage markup on the amount on the base prices for the items under the Provisional Sums to cover his overheads and profits | % | 0.1 | A429.6 | Contractor to quote ONLY for his percentage markup on the amount on the base prices for the items under the Provisional Sums to cover his overheads and profits | % | 0.1 | A429.6 | Contractor to quote ONLY for his percentage markup on the amount on the base prices for the items under the Provisional Sums to cover his overheads and profits | % | 0.1 | A429.6 | Contractor to quote ONLY for his percentage markup on the amount on the base prices for the items under the Provisional Sums to cover his overheads and profits | % | 0.1 | A429.6 | Contractor to quote ONLY for his percentage markup on the amount on the base prices for the items under the Provisional Sums to cover his overheads and profits | % | 0.1 | A429.6 | Contractor to quote ONLY for his percentage markup on the amount on the base prices for the items under the Provisional Sums to cover his overheads and profits | % | 0.1 | A429.6 | Contractor to quote ONLY for his percentage markup on the amount on the base prices for the items under the Provisional Sums to cover his overheads and profits | % | 0.1 | A429.6 | Contractor to quote ONLY for his percentage markup on the amount on the base prices for the items under the Provisional Sums to cover his overheads and profits | % | 0.1 | A429.6 | Contractor to quote ONLY for his percentage markup on the amount on the base prices for the items under the Provisional Sums to cover his overheads and profits | % | 0.1 | A429.6 | Contractor to quote ONLY for his percentage markup on the amount on the base prices for the items under the Provisional Sums to cover his overheads and profits | % | 0.1 | A429.6 | Contractor to quote ONLY for his percentage markup on the amount on the base prices for the items under the Provisional Sums to cover his overheads and profits | % | 0.1 | A429.6 | Contractor to quote ONLY for his percentage markup on the amount on the base prices for the items under the Provisional Sums to cover his overheads and profits | % | 0.1 | A429.6 | Contractor to quote ONLY for his percentage markup on the amount on the base prices for the items under the Provisional Sums to cover his overheads and profits | % | 0.1 | A429.6 | Contractor to quote ONLY for his percentage markup on the amount on the base prices for the items under the Provisional Sums to cover his overheads and profits | % | 0.1 | A429.6 | Contractor to quote ONLY for his percentage markup on the amount on the base prices for the items under the Provisional Sums to cover his overheads and profits | % | 0.1 | A429.6 | Contractor to quote ONLY for his percentage markup on the amount on the base prices for the items under the Provisional Sums to cover his overheads and profits | % | 0.1 | A429.6 | Contractor to quote ONLY for his percentage markup on the amount on the base prices for the items under the Provisional Sums to cover his overheads and profits | % | 0.1 | A429.6 | Contractor to quote ONLY for his percentage markup on the amount on the base prices for the items under the Provisional Sums to cover his overheads and profits | % | 0.1 | A429.6 | Contractor to quote ONLY for his percentage markup on the amount on the base prices for the items under the Provisional Sums to cover his overheads and profits | % | 0.1 | A429.6 | Contractor to quote ONLY for his percentage markup on the amount on the base prices for the items under the Provisional Sums to cover his overheads and profits | % | 0.1 | A429.6 | Contractor to quote ONLY for his percentage markup on the amount on the base prices for the items under the Provisional Sums to cover his overheads and profits | % | 0.1 | A429.6 | Contractor to quote ONLY for his percentage markup on the amount on the base prices for the items under the Provisional Sums to cover his overheads and profits | % | 0.1 | A429.6 | Contractor to quote ONLY for his percentage markup on the amount on the base prices for the items under the Provisional Sums to cover his overheads and profits | % | 0.1 | A429.6 | Contractor to quote ONLY for his percentage markup on the amount on the base prices for the items under the Provisional Sums to cover his overheads and profits | % | 0.1 | A429.6 | Contractor to quote ONLY for his percentage markup on the amount on the base prices for the items under the Provisional Sums to cover his overheads and profits | % | 0.1 | A429.6 | Contractor to quote ONLY for his percentage markup on the amount on the base prices for the items under the Provisional Sums to cover his overheads and profits | % | 0.1 | A429.6 | Contractor to quote ONLY for his percentage markup on the amount on the base prices for the items under the Provisional Sums to cover his overheads and profits | % | 0.1 | A429.6 | Contractor to quote ONLY for his percentage markup on the amount on the base prices for the items under the Provisional Sums to cover his overheads and profits | % | 0.1 | A429.6 | Contractor to quote ONLY for his percentage markup on the amount on the base prices for the items under the Provisional Sums to cover his overheads and profits | % | 0.1 | A429.6 | Contractor to quote ONLY for his percentage markup on the amount on the base prices for the items under the Provisional Sums to cover his overheads and profits | % | 0.1 | A429.6 | Contractor to quote ONLY for his percentage markup on the amount on the base prices for the items under the Provisional Sums to cover his overheads and profits | % | 0.1 | A429.6 | Contractor to quote ONLY for his percentage markup on the amount on the base prices for the items under the Provisional Sums to cover his overheads and profits | % | 0.1 | A429.6 | Contractor to quote ONLY for his percentage markup on the amount on the base prices for the items under the Provisional Sums to cover his overheads and profits | % | 0.1 | A429.6 | Contractor to quote ONLY for his percentage markup on the amount on the base prices for the items under the Provisional Sums to cover his overheads and profits | % | 0.1 | A429.6 | Contractor to quote ONLY for his percentage markup on the amount on the base prices for the items under the Provisional Sums to cover his overheads and profits | % | 0.1 | A429.6 | Contractor to quote ONLY for his percentage markup on the amount on the base prices for the items under the Provisional Sums to cover his overheads and profits | % | 0.1 | A429.6 | Contractor to quote ONLY for his percentage markup on the amount on the base prices for the items under the Provisional Sums to cover his overheads and profits | % | 0.1 | A429.6 | Contractor to quote ONLY for his percentage markup on the amount on the base prices for the items under the Provisional Sums to cover his overheads and profits | % | 0.1 | A429.6 | Contractor to quote ONLY for his percentage markup on the amount on the base prices for the items under the Provisional Sums to cover his overheads and profits | % | 0.1 | A429.6 | Contractor to quote ONLY for his percentage markup on the amount on the base prices for the items under the Provisional Sums to cover his overheads and profits | % | 0.1 | A429.6 | Contractor to quote ONLY for his percentage markup on the amount on the base prices for the items under the Provisional Sums to cover his overheads and profits | % | 0.1 | A429.6 | Contractor to quote ONLY for his percentage markup on the amount on the base prices for the items under the Provisional Sums to cover his overheads and profits | % | 0.1 | A429.6 | Contractor to quote ONLY for his percentage markup on the amount on the base prices for the items under the Provisional Sums to cover his overheads and profits | % | 0.1 | A429.6 | Contractor to quote ONLY for his percentage markup on the amount on the base prices for the items under the Provisional Sums to cover his overheads and profits | % | 0.1 | A429.6 | Contractor to quote ONLY for his percentage markup on the amount on the base prices for the items under the Provisional Sums to cover his overheads and profits | % | 0.1 | A429.6 | Contractor to quote ONLY for his percentage markup on the amount on the base prices for the items under the Provisional Sums to cover his overheads and profits | % | 0.1 | A429.6 | Contractor to quote ONLY for his percentage markup on the amount on the base prices for the items under the Provisional Sums to cover his overheads and profits | % | 0.1 | A429.6 | Contractor to quote ONLY for his percentage markup on the amount on the base prices for the items under the Provisional Sums to cover his overheads and profits | % | 0.1 | A429.6 | Contractor to quote ONLY for his percentage markup on the amount on the base prices for the items under the Provisional Sums to cover his overheads and profits | % | 0.1 | A429.6 | Contractor to quote ONLY for his percentage markup on the amount on the base prices for the items under the Provisional Sums to cover his overheads and profits | % | 0.1 | A429.6 | Contractor to quote ONLY for his percentage markup on the amount on the base prices for the items under the Provisional Sums to cover his overheads and profits | % | 0.1 | A429.6 | Contractor to quote ONLY for his percentage markup on the amount on the base prices for the items under the Provisional Sums to cover his overheads and profits | % | 0.1 | A429.6 | Contractor to quote ONLY for his percentage markup on the amount on the base prices for the items under the Provisional Sums to cover his overheads and profits | % | 0.1 | A429.6 | Contractor to quote ONLY for his percentage markup on the amount on the base prices for the items under the Provisional Sums to cover his overheads and profits | % | 0.1 | A429.6 | Contractor to quote ONLY for his percentage markup on the amount on the base prices for the items under the Provisional Sums to cover his overheads and profits | % | 0.1 | A429.6 | Contractor to quote ONLY for his percentage markup on the amount on the base prices for the items under the Provisional Sums to cover his overheads and profits | % | 0.1 | A429.6 | Contractor to quote ONLY for his percentage markup on the amount on the base prices for the items under the Provisional Sums to cover his overheads and profits | % | 0.1 | A429.6 | Contractor to quote ONLY for his percentage markup on the amount on the base prices for the items under the Provisional Sums to cover his overheads and profits | % | 0.1 | A429.6 | Contractor to quote ONLY for his percentage markup on the amount on the base prices for the items under the Provisional Sums to cover his overheads and profits | % | 0.1 | A429.6 | Contractor to quote ONLY for his percentage markup on the amount on the base prices for the items under the Provisional Sums to cover his overheads and profits | % | 0.1 | A429.6 | Contractor to quote ONLY for his percentage markup on the amount on the base prices for the items under the Provisional Sums to cover his overheads and profits | % | 0.1 | A429.6 | Contractor to quote ONLY for his percentage markup on the amount on the base prices for the items under the Provisional Sums to cover his overheads and profits | % | 0.1 | A429.6 | Contractor to quote ONLY for his percentage markup on the amount on the base prices for the items under the Provisional Sums to cover his overheads and profits | % | 0.1 | A429.6 | Contractor to quote ONLY for his percentage markup on the amount on the base prices for the items under the Provisional Sums to cover his overheads and profits | % | 0.1 | A429.6 | Contractor to quote ONLY for his percentage markup on the amount on the base prices for the items under the Provisional Sums to cover his overheads and profits | % | 0.1 | A429.6 | Contractor to quote ONLY for his percentage markup on the amount on the base prices for the items under the Provisional Sums to cover his overheads and profits | % | 0.1 | A429.6 | Contractor to quote ONLY for his percentage markup on the amount on the base prices for the items under the Provisional Sums to cover his overheads and profits | % | 0.1 | A429.6 | Contractor to quote ONLY for his percentage markup on the amount on the base prices for the items under the Provisional Sums to cover his overheads and profits | % | 0.1 | A429.6 | Contractor to quote ONLY for his percentage markup on the amount on the base prices for the items under the Provisional Sums to cover his overheads and profits | % | 0.1 | A429.6 | Contractor to quote ONLY for his percentage markup on the amount on the base prices for the items under the Provisional Sums to cover his overheads and profits | % | 0.1 | A429.6 | Contractor to quote ONLY for his percentage markup on the amount on the base prices for the items under the Provisional Sums to cover his overheads and profits | % | 0.1 | A429.6 | Contractor to quote ONLY for his percentage markup on the amount on the base prices for the items under the Provisional Sums to cover his overheads and profits | % | 0.1 | A429.6 | Contractor to quote ONLY for his percentage markup on the amount on the base prices for the items under the Provisional Sums to cover his overheads and profits | % | 0.1 | A429.6 | Contractor to quote ONLY for his percentage markup on the amount on the base prices for the items under the Provisional Sums to cover his overheads and profits | % | 0.1 | A429.6 | Contractor to quote ONLY for his percentage markup on the amount on the base prices for the items under the Provisional Sums to cover his overheads and profits | % | 0.1 | A429.6 | Contractor to quote ONLY for his percentage markup on the amount on the base prices for the items under the Provisional Sums to cover his overheads and profits | % | 0.1 | A429.6 | Contractor to quote ONLY for his percentage markup on the amount on the base prices for the items under the Provisional Sums to cover his overheads and profits | % | 0.1 | A429.6 | Contractor to quote ONLY for his percentage markup on the amount on the base prices for the items under the Provisional Sums to cover his overheads and profits | % | 0.1 | A429.6 | Contractor to quote ONLY for his percentage markup on the amount on the base prices for the items under the Provisional Sums to cover his overheads and profits | % | 0.1 | A429.6 | Contractor to quote ONLY for his percentage markup on the amount on the base prices for the items under the Provisional Sums to cover his overheads and profits | % | 0.1 | A429.6 | Contractor to quote ONLY for his percentage markup on the amount on the base prices for the items under the Provisional Sums to cover his overheads and profits | % | 0.1 | A429.6 | Contractor to quote ONLY for his percentage markup on the amount on the base prices for the items under the Provisional Sums to cover his overheads and profits | % | 0.1 | A429.6 | Contractor to quote ONLY for his percentage markup on the amount on the base prices for the items under the Provisional Sums to cover his overheads and profits | % | 0.1 | A429.6 | Contractor to quote ONLY for his percentage markup on the amount on the base prices for the items under the Provisional Sums to cover his overheads and profits | % | 0.1 | A429.6 | Contractor to quote ONLY for his percentage markup on the amount on the base prices for the items under the Provisional Sums to cover his overheads and profits | % | 0.1 | A429.6 | Contractor to quote ONLY for his percentage markup on the amount on the base prices for the items under the Provisional Sums to cover his overheads and profits | % | 0.1 | A429.6 | Contractor to quote ONLY for his percentage markup on the amount on the base prices for the items under the Provisional Sums to cover his overheads and profits | % | 0.1 | A429.6 | Contractor to quote ONLY for his percentage markup on the amount on the base prices for the items under the Provisional Sums to cover his overheads and profits | % | 0.1 | A429.6 | Contractor to quote ONLY for his percentage markup on the amount on the base prices for the items under the Provisional Sums to cover his overheads and profits | % | 0.1 | A429.6 | Contractor to quote ONLY for his percentage markup on the amount on the base prices for the items under the Provisional Sums to cover his overheads and profits | % | 0.1 | A429.6 | Contractor to quote ONLY for his percentage markup on the amount on the base prices for the items under the Provisional Sums to cover his overheads and profits | % | 0.1 | A429.6 | Contractor to quote ONLY for his percentage markup on the amount on the base prices for the items under the Provisional Sums to cover his overheads and profits | % | 0.1 | A429.6 | Contractor to quote ONLY for his percentage markup on the amount on the base prices for the items under the Provisional Sums to cover his overheads and profits | % | 0.1 | A429.6 | Contractor to quote ONLY for his percentage markup on the amount on the base prices for the items under the Provisional Sums to cover his overheads and profits | % | 0.1 | A429.6 | Contractor to quote ONLY for his percentage markup on the amount on the base prices for the items under the Provisional Sums to cover his overheads and profits | % | 0.1 | A429.6 | Contractor to quote ONLY for his percentage markup on the amount on the base prices for the items under the Provisional Sums to cover his overheads and profits | % | 0.1 | A429.6 | Contractor to quote ONLY for his percentage markup on the amount on the base prices for the items under the Provisional Sums to cover his overheads and profits | % | 0.1 | A429.6 | Contractor to quote ONLY for his percentage markup on the amount on the base prices for the items under the Provisional Sums to cover his overheads and profits | % | 0.1 | A429.6 | Contractor to quote ONLY for his percentage markup on the amount on the base prices for the items under the Provisional Sums to cover his overheads and profits | % | 0.1 | A429.6 | Contractor to quote ONLY for his percentage markup on the amount on the base prices for the items under the Provisional Sums to cover his overheads and profits | % | 0.1 | A429.6 | Contractor to quote ONLY for his percentage markup on the amount on the base prices for the items under the Provisional Sums to cover his overheads and profits | % | 0.1 | A429.6 | Contractor to quote ONLY for his percentage markup on the amount on the base prices for the items under the Provisional Sums to cover his overheads and profits | % | 0.1 | A429.6 | Contractor to quote ONLY for his percentage markup on the amount on the base prices for the items under the Provisional Sums to cover his overheads and profits | % | 0.1 | A429.6 | Contractor to quote ONLY for his percentage markup on the amount on the base prices for the items under the Provisional Sums to cover his overheads and profits | % | 0.1 | A429.6 | Contractor to quote ONLY for his percentage markup on the amount on the base prices for the items under the Provisional Sums to cover his overheads and profits | % | 0.1 | A429.6 | Contractor to quote ONLY for his percentage markup on the amount on the base prices for the items under the Provisional Sums to cover his overheads and profits | % | 0.1 | A429.6 | Contractor to quote ONLY for his percentage markup on the amount on the base prices for the items under the Provisional Sums to cover his overheads and profits | % | 0.1 | A429.6 | Contractor to quote ONLY for his percentage markup on the amount on the base prices for the items under the Provisional Sums to cover his overheads and profits | % | 0.1 | A429.6 | Contractor to quote ONLY for his percentage markup on the amount on the base prices for the items under the Provisional Sums to cover his overheads and profits | % | 0.1 | A429.6 | Contractor to quote ONLY for his percentage markup on the amount on the base prices for the items under the Provisional Sums to cover his overheads and profits | % | 0.1 | A429.6 | Contractor to quote ONLY for his percentage markup on the amount on the base prices for the items under the Provisional Sums to cover his overheads and profits | % | 0.1 | A429.6 | Contractor to quote ONLY for his percentage markup on the amount on the base prices for the items under the Provisional Sums to cover his overheads and profits | % | 0.1 | A429.6 | Contractor to quote ONLY for his percentage markup on the amount on the base prices for the items under the Provisional Sums to cover his overheads and profits | % | 0.1 | A429.6 | Contractor to quote ONLY for his percentage markup on the amount on the base prices for the items under the Provisional Sums to cover his overheads and profits | % | 0.1 | A429.6 | Contractor to quote ONLY for his percentage markup on the amount on the base prices for the items under the Provisional Sums to cover his overheads and profits | % | 0.1 | A429.6 | Contractor to quote ONLY for his percentage markup on the amount on the base prices for the items under the Provisional Sums to cover his overheads and profits | % | 0.1 | A429.6 | Contractor to quote ONLY for his percentage markup on the amount on the base prices for the items under the Provisional Sums to cover his overheads and profits | % | 0.1 | A429.6 | Contractor to quote ONLY for his percentage markup on the amount on the base prices for the items under the Provisional Sums to cover his overheads and profits | % | 0.1 | A429.6 | Contractor to quote ONLY for his percentage markup on the amount on the base prices for the items under the Provisional Sums to cover his overheads and profits | % | 0.1 | A429.6 | Contractor to quote ONLY for his percentage markup on the amount on the base prices for the items under the Provisional Sums to cover his overheads and profits | % | 0.1 | A429.6 | Contractor to quote ONLY for his percentage markup on the amount on the base prices for the items under the Provisional Sums to cover his overheads and profits | % | 0.1 | A429.6 | Contractor to quote ONLY for his percentage markup on the amount on the base prices for the items under the Provisional Sums to cover his overheads and profits | % | 0.1 | A429.6 | Contractor to quote ONLY for his percentage markup on the amount on the base prices for the items under the Provisional Sums to cover his overheads and profits | % | 0.1 | A429.6 | Contractor to quote ONLY for his percentage markup on the amount on the base prices for the items under the Provisional Sums to cover his overheads and profits | % | 0.1 | A429.6 | Contractor to quote ONLY for his percentage markup on the amount on the base prices for the items under the Provisional Sums to cover his overheads and profits | % | 0.1 | A429.6 | Contractor to quote ONLY for his percentage markup on the amount on the base prices for the items under the Provisional Sums to cover his overheads and profits | % | 0.1 | A429.6 | Contractor to quote ONLY for his percentage markup on the amount on the base prices for the items under the Provisional Sums to cover his overheads and profits | % | 0.1 | A429.6 | Contractor to quote ONLY for his percentage markup on the amount on the base prices for the items under the Provisional Sums to cover his overheads and profits | % | 0.1 | A429.6 | Contractor to quote ONLY for his percentage markup on the amount on the base prices for the items under the Provisional Sums to cover his overheads and profits | % | 0.1 | A429.6 | Contractor to quote ONLY for his percentage markup on the amount on the base prices for the items under the Provisional Sums to cover his overheads and profits | % | 0.1 | A429.6 | Contractor to quote ONLY for his percentage markup on the amount on the base prices for the items under the Provisional Sums to cover his overheads and profits | % | 0.1 | A429.6 | Contractor to quote ONLY for his percentage markup on the amount on the base prices for the items under the Provisional Sums to cover his overheads and profits | % | 0.1 | A429.6 | Contractor to quote ONLY for his percentage markup on the amount on the base prices for the items under the Provisional Sums to cover his overheads and profits | % | 0.1 | A429.6 | Contractor to quote ONLY for his percentage markup on the amount on the base prices for the items under the Provisional Sums to cover his overheads and profits | % | 0.1 | A429.6 | Contractor to quote ONLY for his percentage markup on the amount on the base prices for the items under the Provisional Sums to cover his overheads and profits | % | 0.1 | A429.6 | Contractor to quote ONLY for his percentage markup on the amount on the base prices for the items under the Provisional Sums to cover his overheads and profits | % | 0.1 | A429.6 | Contractor to quote ONLY for his percentage markup on the amount on the base prices for the items under the Provisional Sums to cover his overheads and profits | % | 0.1 | A429.6 | Contractor to quote ONLY for his percentage markup on the amount on the base prices for the items under the Provisional Sums to cover his overheads and profits | % | 0.1 | A429.6 | Contractor to quote ONLY for his percentage markup on the amount on the base prices for the items under the Provisional Sums to cover his overheads and profits | % | 0.1 | A429.6 | Contractor to quote ONLY for his percentage markup on the amount on the base prices for the items under the Provisional Sums to cover his overheads and profits | % | 0.1 | A429.6 | Contractor to quote ONLY for his percentage markup on the amount on the base prices for the items under the Provisional Sums to cover his overheads and profits | % | 0.1 | A429.6 | Contractor to quote ONLY for his percentage markup on the amount on the base prices for the items under the Provisional Sums to cover his overheads and profits | % | 0.1 | A429.6 | Contractor to quote ONLY for his percentage markup on the amount on the base prices for the items under the Provisional Sums to cover his overheads and profits | % | 0.1 | A429.6 | Contractor to quote ONLY for his percentage markup on the amount on the base prices for the items under the Provisional Sums to cover his overheads and profits | % | 0.1 | A429.6 | Contractor to quote ONLY for his percentage markup on the amount on the base prices for the items under the Provisional Sums to cover his overheads and profits | % | 0.1 | A429.6 | Contractor to quote ONLY for his percentage markup on the amount on the base prices for the items under the Provisional Sums to cover his overheads and profits | % | 0.1 | A429.6 | Contractor to quote ONLY for his percentage markup on the amount on the base prices for the items under the Provisional Sums to cover his overheads and profits | % | 0.1 | A429.6 | Contractor to quote ONLY for his percentage markup on the amount on the base prices for the items under the Provisional Sums to cover his overheads and profits | % | 0.1 | A429.6 | Contractor to quote ONLY for his percentage markup on the amount on the base prices for the items under the Provisional Sums to cover his overheads and profits | % | 0.1 | A429.6 | Contractor to quote ONLY for his percentage markup on the amount on the base prices for the items under the Provisional Sums to cover his overheads and profits | % | 0.1 | A429.6 | Contractor to quote ONLY for his percentage markup on the amount on the base prices for the items under the Provisional Sums to cover his overheads and profits | % | 0.1 | A429.6 | Contractor to quote ONLY for his percentage markup on the amount on the base prices for the items under the Provisional Sums to cover his overheads and profits | % | 0.1 | A429.6 | Contractor to quote ONLY for his percentage markup on the amount on the base prices for the items under the Provisional Sums to cover his overheads and profits | % | 0.1 | A429.6 | Contractor to quote ONLY for his percentage markup on the amount on the base prices for the items under the Provisional Sums to cover his overheads and profits | % | 0.1 | A429.6 | Contractor to quote ONLY for his percentage markup on the amount on the base prices for the items under the Provisional Sums to cover his overheads and profits | % | 0.1 | A429.6 | Contractor to quote ONLY for his percentage markup on the amount on the base prices for the items under the Provisional Sums to cover his overheads and profits | % | 0.1 | A429.6 | Contractor to quote ONLY for his percentage markup on the amount on the base prices for the items under the Provisional Sums to cover his overheads and profits | % | 0.1 | A429.6 | Contractor to quote ONLY for his percentage markup on the amount on the base prices for the items under the Provisional Sums to cover his overheads and profits | % | 0.1 | A429.6 | Contractor to quote ONLY for his percentage markup on the amount on the base prices for the items under the Provisional Sums to cover his overheads and profits | % | 0.1 | A429.6 | Contractor to quote ONLY for his percentage markup on the amount on the base prices for the items under the Provisional Sums to cover his overheads and profits | % | 0.1 | A429.6 | Contractor to quote ONLY for his percentage markup on the amount on the base prices for the items under the Provisional Sums to cover his overheads and profits | % | 0.1 | A429.6 | Contractor to quote ONLY for his percentage markup on the amount on the base prices for the items under the Provisional Sums to cover his overheads and profits | % | 0.1 | A429.6 | Contractor to quote ONLY for his percentage markup on the amount on the base prices for the items under the Provisional Sums to cover his overheads and profits | % | 0.1 | A429.6 | Contractor to quote ONLY for his percentage markup on the amount on the base prices for the items under the Provisional Sums to cover his overheads and profits | % | 0.1 | A429.6 | Contractor to quote ONLY for his percentage markup on the amount on the base prices for the items under the Provisional Sums to cover his overheads and profits | % | 0.1 | A429.6 | Contractor to quote ONLY for his percentage markup on the amount on the base prices for the items under the Provisional Sums to cover his overheads and profits | % | 0.1 | A429.6 | Contractor to quote ONLY for his percentage markup on the amount on the base prices for the items under the Provisional Sums to cover his overheads and profits | % | 0.1 | A429.6 | Contractor to quote ONLY for his percentage markup on the amount on the base prices for the items under the Provisional Sums to cover his overheads and profits | % | 0.1 | A429.6 | Contractor to quote ONLY for his percentage markup on the amount on the base prices for the items under the Provisional Sums to cover his overheads and profits | % | 0.1 | A429.6 | Contractor to quote ONLY for his percentage markup on the amount on the base prices for the items under the Provisional Sums to cover his overheads and profits | % | 0.1 | A429.6 | Contractor to quote ONLY for his percentage markup on the amount on the base prices for the items under the Provisional Sums to cover his overheads and profits | % | 0.1 | A429.6 | Contractor to quote ONLY for his percentage markup on the amount on the base prices for the items under the Provisional Sums to cover his overheads and profits | % | 0.1 | A429.6 | Contractor to quote ONLY for his percentage markup on the amount on the base prices for the items under the Provisional Sums to cover his overheads and profits | % | 0.1 | A429.6 | Contractor to quote ONLY for his percentage markup on the amount on the base prices for the items under the Provisional Sums to cover his overheads and profits | % | 0.1 | A429.6 | Contractor to quote ONLY for his percentage markup on the amount on the base prices for the items under the Provisional Sums to cover his overheads and profits | % | 0.1 | A429.6 | Contractor to quote ONLY for his percentage markup on the amount on the base prices for the items under the Provisional Sums to cover his overheads and profits | % | 0.1 | A429.6 | Contractor to quote ONLY for his percentage markup on the amount on the base prices for the items under the Provisional Sums to cover his overheads and profits | % | 0.1 | A429.6 | Contractor to quote ONLY for his percentage markup on the amount on the base prices for the items under the Provisional Sums to cover his overheads and profits | % | 0.1 | A429.6 | Contractor to quote ONLY for his percentage markup on the amount on the base prices for the items under the Provisional Sums to cover his overheads and profits | % | 0.1 | A429.6 | Contractor to quote ONLY for his percentage markup on the amount on the base prices for the items under the Provisional Sums to cover his overheads and profits | % | 0.1 | A429.6 | Contractor to quote ONLY for his percentage markup on the amount on the base prices for the items under the Provisional Sums to cover his overheads and profits | % | 0.1 | A429.6 | Contractor to quote ONLY for his percentage markup on the amount on the base prices for the items under the Provisional Sums to cover his overheads and profits | % | 0.1 | A429.6 | Contractor to quote ONLY for his percentage markup on the amount on the base prices for the items under the Provisional Sums to cover his overheads and profits | % | 0.1 | A429.6 | Contractor to quote ONLY for his percentage markup on the amount on the base prices for the items under the Provisional Sums to cover his overheads and profits | % | 0.1 | A429.6 | Contractor to quote ONLY for his percentage markup on the amount on the base prices for the items under the Provisional Sums to cover his overheads and profits | % | 0.1 | A429.6 | Contractor to quote ONLY for his percentage markup on the amount on the base prices for the items under the Provisional Sums to cover his overheads and profits | % | 0.1 | A429.6 | Contractor to quote ONLY for his percentage markup on the amount on the base prices for the items under the Provisional Sums to cover his overheads and profits | % | 0.1 | A429.6 | Contractor to quote ONLY for his percentage markup on the amount on the base prices for the items under the Provisional Sums to cover his overheads and profits | % | 0.1 | A429.6 | Contractor to quote ONLY for his percentage markup on the amount on the base prices for the items under the Provisional Sums to cover his overheads and profits | % | 0.1 | A429.6 | Contractor to quote ONLY for his percentage markup on the amount on the base prices for the items under the Provisional Sums to cover his overheads and profits | % | 0.1 | A429.6 | Contractor to quote ONLY for his percentage markup on the amount on the base prices for the items under the Provisional Sums to cover his overheads and profits | % | 0.1 | A429.6 | Contractor to quote ONLY for his percentage markup on the amount on the base prices for the items under the Provisional Sums to cover his overheads and profits | % | 0.1 | A429.6 | Contractor to quote ONLY for his percentage markup on the amount on the base prices for the items under the Provisional Sums to cover his overheads and profits | % | 0.1 | A429.6 | Contractor to quote ONLY for his percentage markup on the amount on the base prices for the items under the Provisional Sums to cover his overheads and profits | % | 0.1 | A429.6 | Contractor to quote ONLY for his percentage markup on the amount on the base prices for the items under the Provisional Sums to cover his overheads and profits | % | 0.1 | A429.6 | Contractor to quote ONLY for his percentage markup on the amount on the base prices for the items under the Provisional Sums to cover his overheads and profits | % | 0.1 | A429.6 | Contractor to quote ONLY for his percentage markup on the amount on the base prices for the items under the Provisional Sums to cover his overheads and profits | % | 0.1 | A429.6 | Contractor to quote ONLY for his percentage markup on the amount on the base prices for the items under the Provisional Sums to cover his overheads and profits | % | 0.1 | A429.6 | Contractor to quote ONLY for his percentage markup on the amount on the base prices for the items under the Provisional Sums to cover his overheads and profits | % | 0.1 | A429.6 | Contractor to quote ONLY for his percentage markup on the amount on the base prices for the items under the Provisional Sums to cover his overheads and profits | % | 0.1 | A429.6 | Contractor to quote ONLY for his percentage markup on the amount on the base prices for the items under the Provisional Sums to cover his overheads and profits | % | 0.1 | A429.6 | Contractor to quote ONLY for his percentage markup on the amount on the base prices for the items under the Provisional Sums to cover his overheads and profits | % | 0.1 | A429.6 | Contractor to quote ONLY for his percentage markup on the amount on the base prices for the items under the Provisional Sums to cover his overheads and profits | % | 0.1 | A429.6 | Contractor to quote ONLY for his percentage markup on the amount on the base prices for the items under the Provisional Sums to cover his overheads and profits | % | 0.1 | A429.6 | Contractor to quote ONLY for his percentage markup on the amount on the base prices for the items under the Provisional Sums to cover his overheads and profits | % | 0.1 | A429.6 | Contractor to quote ONLY for his percentage markup on the amount on the base prices for the items under the Provisional Sums to cover his overheads and profits | % | 0.1 | A429.6 | Contractor to quote ONLY for his percentage markup on the amount on the base prices for the items under the Provisional Sums to cover his overheads and profits | % | 0.1 | A429.6 | Contractor to quote ONLY for his percentage markup on the amount on the base prices for the items under the Provisional Sums to cover his overheads and profits | % | 0.1 | A429.6 | Contractor to quote ONLY for his percentage markup on the amount on the base prices for the items under the Provisional Sums to cover his overheads and profits | % | 0.1 | A429.6 | Contractor to quote ONLY for his percentage markup on the amount on the base prices for the items under the Provisional Sums to cover his overheads and profits | % | 0.1 | A429.6 | Contractor to quote ONLY for his percentage markup on the amount on the base prices for the items under the Provisional Sums to cover his overheads and profits | % | 0.1 | A429.6 | Contractor to quote ONLY for his percentage markup on the amount on the base prices for the items under the Provisional Sums to cover his overheads and profits | % | 0.1 | A429.6 | Contractor to quote ONLY for his percentage markup on the amount on the base prices for the items under the Provisional Sums to cover his overheads and profits | % | 0.1 | A429.6 | Contractor to quote ONLY for his percentage markup on the amount on the base prices for the items under the Provisional Sums to cover his overheads and profits | % | 0.1 | A429.6 | Contractor to quote ONLY for his percentage markup on the amount on the base prices for the items under the Provisional Sums to cover his overheads and profits | % | 0.1 | A429.6 | Contractor to quote ONLY for his percentage markup on the amount on the base prices for the items under the Provisional Sums to cover his overheads and profits | % | 0.1 | A429.6 | Contractor to quote ONLY for his percentage markup on the amount on the base prices for the items under the Provisional Sums to cover his overheads and profits | % | 0.1 | A429.6 | Contractor to quote ONLY for his percentage markup on the amount on the base prices for the items under the Provisional Sums to cover his overheads and profits | % | 0.1 | A429.6 | Contractor to quote ONLY for his percentage markup on the amount on the base prices for the items under the Provisional Sums to cover his overheads and profits | % | 0.1 | A429.6 | Contractor to quote ONLY for his percentage markup on the amount on the base prices for the items under the Provisional Sums to cover his overheads and profits | % | 0.1 | A429.6 | Contractor to quote ONLY for his percentage markup on the amount on the base prices for the items under the Provisional Sums to cover his overheads and profits | % | 0.1 | A429.6 | Contractor to quote ONLY for his percentage markup on the amount on the base prices for the items under the Provisional Sums to cover his overheads and profits | % | 0.1 | A429.6 | Contractor to quote ONLY for his percentage markup on the amount on the base prices for the items under the Provisional Sums to cover his overheads and profits | % | 0.1 | A429.6 | Contractor to quote ONLY for his percentage markup on the amount on the base prices for the items under the Provisional Sums to cover his overheads and profits | % | 0.1 | A429.6 | Contractor to quote ONLY for his percentage markup on the amount on the base prices for the items under the Provisional Sums to cover his overheads and profits | % | 0.1 | A429.6 | Contractor to quote ONLY for his percentage markup on the amount on the base prices for the items under the Provisional Sums to cover his overheads and profits | % | 0.1 | A429.6 | Contractor to quote ONLY for his percentage markup on the amount on the base prices for the items under the Provisional Sums to cover his overheads and profits | % | 0.1 | A429.6 | Contractor to quote ONLY for his percentage markup on the amount on the base prices for the items under the Provisional Sums to cover his overheads and profits | % | 0.1 | A429.6 | Contractor to quote ONLY for his percentage markup on the amount on the base prices for the items under the Provisional Sums to cover his overheads and profits | % | 0.1 | A429.6 | Contractor to quote ONLY for his percentage markup on the amount on the base prices for the items under the Provisional Sums to cover his overheads and profits | % | 0.1 | A429.6 | Contractor to quote ONLY for his percentage markup on the amount on the base prices for the items under the Provisional Sums to cover his overheads and profits | % | 0.1 | A429.6 | Contractor to quote ONLY for his percentage markup on the amount on the base prices for the items under the Provisional Sums to cover his overheads and profits | % | 0.1 | A429.6 | Contractor to quote ONLY for his percentage markup on the amount on the base prices for the items under the Provisional Sums to cover his overheads and profits | % | 0.1 | A429.6 | Contractor to quote ONLY for his percentage markup on the amount on the base prices for the items under the Provisional Sums to cover his overheads and profits | % | 0.1 | A429.6 | Contractor to quote ONLY for his percentage markup on the amount on the base prices for the items under the Provisional Sums to cover his overheads and profits | % | 0.1 | A429.6 | Contractor to quote ONLY for his percentage markup on the amount on the base prices for the items under the Provisional Sums to cover his overheads and profits | % | 0.1 | A429.6 | Contractor to quote ONLY for his percentage markup on the amount on the base prices for the items under the Provisional Sums to cover his overheads and profits | % | 0.1 | A429.6 | Contractor to quote ONLY for his percentage markup on the amount on the base prices for the items under the Provisional Sums to cover his overheads and profits | % | 0.1 | A429.6 | Contractor to quote ONLY for his percentage markup on the amount on the base prices for the items under the Provisional Sums to cover his overheads and profits | % | 0.1 | A429.6 | Contractor to quote ONLY for his percentage markup on the amount on the base prices for the items under the Provisional Sums to cover his overheads and profits | % | 0.1 | A429.6 | Contractor to quote ONLY for his percentage markup on the amount on the base prices for the items under the Provisional Sums to cover his overheads and profits | % | 0.1 | A429.6 | Contractor to quote ONLY for his percentage markup on the amount on the base prices for the items under the Provisional Sums to cover his overheads and profits | % | 0.1 | A429.6 | Contractor to quote ONLY for his percentage markup on the amount on the base prices for the items under the Provisional Sums to cover his overheads and profits | % | 0.1 | A429.6 | Contractor to quote ONLY for his percentage markup on the amount on the base prices for the items under the Provisional Sums to cover his overheads and profits | % | 0.1 | A429.6 | Contractor to quote ONLY for his percentage markup on the amount on the base prices for the items under the Provisional Sums to cover his overheads and profits | % | 0.1 | A429.6 | Contractor to quote ONLY for his percentage markup on the amount on the base prices for the items under the Provisional Sums to cover his overheads and profits | % | 0.1 | A429.6 | Contractor to quote ONLY for his percentage markup on the amount on the base prices for the items under the Provisional Sums to cover his overheads and profits | % | 0.1 | A429.6 | Contractor to quote ONLY for his percentage markup on the amount on the base prices for the items under the Provisional Sums to cover his overheads and profits | % | 0.1 | A429.6 | Contractor to quote ONLY for his percentage markup on the amount on the base prices for the items under the Provisional Sums to cover his overheads and profits | % | 0.1 | A429.6 | Contractor to quote ONLY for his percentage markup on the amount on the base prices for the items under the Provisional Sums to cover his overheads and profits | % | 0.1 | A429.6 | Contractor to quote ONLY for his percentage markup on the amount on the base prices for the items under the Provisional Sums to cover his overheads and profits | % | 0.1 | A429.6 | Contractor to quote ONLY for his percentage markup on the amount on the base prices for the items under the Provisional Sums to cover his overheads and profits | % | 0.1 | A429.6 | Contractor to quote ONLY for his percentage markup on the amount on the base prices for the items under the Provisional Sums to cover his overheads and profits | % | 0.1 | A429.6 | Contractor to quote ONLY for his percentage markup on the amount on the base prices for the items under the Provisional Sums to cover his overheads and profits | % | 0.1 | A429.6 | Contractor to quote ONLY for his percentage markup on the amount on the base prices for the items under the Provisional Sums to cover his overheads and profits | % | 0.1 | A429.6 | Contractor to quote ONLY for his percentage markup on the amount on the base prices for the items under the Provisional Sums to cover his overheads and profits | % | 0.1 | A429.6 | Contractor to quote ONLY for his percentage markup on the amount on the base prices for the items under the Provisional Sums to cover his overheads and profits | % | 0.1 | A429.6 | Contractor to quote ONLY for his percentage markup on the amount on the base prices for the items under the Provisional Sums to cover his overheads and profits | % | 0.1 | A429.6 | Contractor to quote ONLY for his percentage markup on the amount on the base prices for the items under the Provisional Sums to cover his overheads and profits | % | 0.1 | A429.6 | Contractor to quote ONLY for his percentage markup on the amount on the base prices for the items under the Provisional Sums to cover his overheads and profits | % | 0.1 | A429.6 | Contractor to quote ONLY for his percentage markup on the amount on the base prices for the items under the Provisional Sums to cover his overheads and profits | % | 0.1 | A429.6 | Contractor to quote ONLY for his percentage markup on the amount on the base prices for the items under the Provisional Sums to cover his overheads and profits | % | 0.1 | A429.6 | Contractor to quote ONLY for his percentage markup on the amount on the base prices for the items under the Provisional Sums to cover his overheads and profits | % | 0.1 | A429.6 | Contractor to quote ONLY for his percentage markup on the amount on the base prices for the items under the Provisional Sums to cover his overheads and profits | % | 0.1 | A429.6 | Contractor to quote ONLY for his percentage markup on the amount on the base prices for the items under the Provisional Sums to cover his overheads and profits | % | 0.1 | A429.6 | Contractor to quote ONLY for his percentage markup on the amount on the base prices for the items under the Provisional Sums to cover his overheads and profits | % | 0.1 | A429.6 | Contractor to quote ONLY for his percentage markup on the amount on the base prices for the items under the Provisional Sums to cover his overheads and profits | % | 0.1 | A429.6 | Contractor to quote ONLY for his percentage markup on the amount on the base prices for the items under the Provisional Sums to cover his overheads and profits | % | 0.1 | A429.6 | Contractor to quote ONLY for his percentage markup on the amount on the base prices for the items under the Provisional Sums to cover his overheads and profits | % | 0.1 | A429.6 | Contractor to quote ONLY for his percentage markup on the amount on the base prices for the items under the Provisional Sums to cover his overheads and profits | % | 0.1 | A429.6 | Contractor to quote ONLY for his percentage markup on the amount on the base prices for the items under the Provisional Sums to cover his overheads and profits | % | 0.1 | A429.6 | Contractor to quote ONLY for his percentage markup on the amount on the base prices for the items under the Provisional Sums to cover his overheads and profits | % | 0.1 | A429.6 | Contractor to quote ONLY for his percentage markup on the amount on the base prices for the items under the Provisional Sums to cover his overheads and profits | % | 0.1 | A429.6 | Contractor to quote ONLY for his percentage markup on the amount on the base prices for the items under the Provisional Sums to cover his overheads and profits | % | 0.1 | A429.6 | Contractor to quote ONLY for his percentage markup on the amount on the base prices for the items under the Provisional Sums to cover his overheads and profits | % | 0.1 | A429.6 | Contractor to quote ONLY for his percentage markup on the amount on the base prices for the items under the Provisional Sums to cover his overheads and profits | % | 0.1 | A429.6 | Contractor to quote ONLY for his percentage markup on the amount on the base prices for the items under the Provisional Sums to cover his overheads and profits | % | 0.1 | A429.6 | Contractor to quote ONLY for his percentage markup on the amount on the base prices for the items under the Provisional Sums to cover his overheads and profits | % | 0.1 | A429.6 | Contractor to quote ONLY for his percentage markup on the amount on the base prices for the items under the Provisional Sums to cover his overheads and profits | % | 0.1 | A429.6 | Contractor to quote ONLY for his percentage markup on the amount on the base prices for the items under the Provisional Sums to cover his overheads and profits | % | 0.1 | A429.6 | Contractor to quote ONLY for his percentage markup on the amount on the base prices for the items under the Provisional Sums to cover his overheads and profits | % | 0.1 | A429.6 | Contractor to quote ONLY for his percentage markup on the amount on the base prices for the items under the Provisional Sums to cover his overheads and profits | % | 0.1 | A429.6 | Contractor to quote ONLY for his percentage markup on the amount on the base prices for the items under the Provisional Sums to cover his overheads and profits | % | 0.1 | A429.6 | Contractor to quote ONLY for his percentage markup on the amount on the base prices for the items under the Provisional Sums to cover his overheads and profits | % | 0.1 | A429.6 | Contractor to quote ONLY for his percentage markup on the amount on the base prices for the items under the Provisional Sums to cover his overheads and profits | % | 0.1 | A429.6 | Contractor to quote ONLY for his percentage markup on the amount on the base prices for the items under the Provisional Sums to cover his overheads and profits | % | 0.1 | A429.6 | Contractor to quote ONLY for his percentage markup on the amount on the base prices for the items under the Provisional Sums to cover his overheads and profits | % | 0.1 | A429.6 | Contractor to quote ONLY for his percentage markup on the amount on the base prices for the items under the Provisional Sums to cover his overheads and profits | % | 0.1 | A429.6 | Contractor to quote ONLY for his percentage markup on the amount on the base prices for the items under the Provisional Sums to cover his overheads and profits | % | 0.1 | A429.6 | Contractor to quote ONLY for his percentage markup on the amount on the base prices for the items under the Provisional Sums to cover his overheads and profits | % | 0.1 | A429.6 | Contractor to quote ONLY for his percentage markup on the amount on the base prices for the items under the Provisional Sums to cover his overheads and profits | % | 0.1 | A429.6 | Contractor to quote ONLY for his percentage markup on the amount on the base prices for the items under the Provisional Sums to cover his overheads and profits | % | 0.1 | A429.6 | Contractor to quote ONLY for his percentage markup on the amount on the base prices for the items under the Provisional Sums to cover his overheads and profits | % | 0.1 | A429.6 | Contractor to quote ONLY for his percentage markup on the amount on the base prices for the items under the Provisional Sums to cover his overheads and profits | % | 0.1 | A429.6 | Contractor to quote ONLY for his percentage markup on the amount on the base prices for the items under the Provisional Sums to cover his overheads and profits | % | 0.1 | A429.6 | Contractor to quote ONLY for his percentage markup on the amount on the base prices for the items under the Provisional Sums to cover his overheads and profits | % | 0.1 | A429.6 | Contractor to quote ONLY for his percentage markup on the amount on the base prices for the items under the Provisional Sums to cover his overheads and profits | % | 0.1 | A429.6 | Contractor to quote ONLY for his percentage markup on the amount on the base prices for the items under the Provisional Sums to cover his overheads and profits | % | 0.1 | A429.6 | Contractor to quote ONLY for his percentage markup on the amount on the base prices for the items under the Provisional Sums to cover his overheads and profits | % | 0.1 | A429.6 | Contractor to quote ONLY for his percentage markup on the amount on the base prices for the items under the Provisional Sums to cover his overheads and profits | % | 0.1 | A429.6 | Contractor to quote ONLY for his percentage markup on the amount on the base prices for the items under the Provisional Sums to cover his overheads and profits | % | 0.1 | A429.6 | Contractor to quote ONLY for his percentage markup on the amount on the base prices for the items under the Provisional Sums to cover his overheads and profits | % | 0.1 | A429.6 | Contractor to quote ONLY for his percentage markup on the amount on the base prices for the items under the Provisional Sums to cover his overheads and profits | % | 0.1 | A429.6 | Contractor to quote ONLY for his percentage markup on the amount on the base prices for the items under the Provisional Sums to cover his overheads and profits | % | 0.1 | A429.6 | Contractor to quote ONLY for his percentage markup on the amount on the base prices for the items under the Provisional Sums to cover his overheads and profits | % | 0.1 | A429.6 | Contractor to quote ONLY for his percentage markup on the amount on the base prices for the items under the Provisional Sums to cover his overheads and profits | % | 0.1 | A429.6 | Contractor to quote ONLY for his percentage markup on the amount on the base prices for the items under the Provisional Sums to cover his overheads and profits | % | 0.1 | A429.6 | Contractor to quote ONLY for his percentage markup on the amount on the base prices for the items under the Provisional Sums to cover his overheads and profits | % | 0.1 | A429.6 | Contractor to quote ONLY for his percentage markup on the amount on the base prices for the items under the Provisional Sums to cover his overheads and profits | % | 0.1 | A429.6 | Contractor to quote ONLY for his percentage markup on the amount on the base prices for the items under the Provisional Sums to cover his overheads and profits | % | 0.1 | A429.6 | Contractor to quote ONLY for his percentage markup on the amount on the base prices for the items under the Provisional Sums to cover his overheads and profits | % | 0.1 | A429.6 | Contractor to quote ONLY for his percentage markup on the amount on the base prices for the items under the Provisional Sums to cover his overheads and profits | % | 0.1 | A429.6 | Contractor to quote ONLY for his percentage markup on the amount on the base prices for the items under the Provisional Sums to cover his overheads and profits | % | 0.1 | A429.6 | Contractor to quote ONLY for his percentage markup on the amount on the base prices for the items under the Provisional Sums to cover his overheads and profits | % | 0.1 | A429.6 | Contractor to quote ONLY for his percentage markup on the amount on the base prices for the items under the Provisional Sums to cover his overheads and profits | % | 0.1 | A429.6 | Contractor to quote ONLY for his percentage markup on the amount on the base prices for the items under the Provisional Sums to cover his overheads and profits | % | 0.1 | A429.6 | Contractor to quote ONLY for his percentage markup on the amount on the base prices for the items under the Provisional Sums to cover his overheads and profits | % | 0.1 | A429.6 | Contractor to quote ONLY for his percentage markup on the amount on the base prices for the items under the Provisional Sums to cover his overheads and profits | % | 0.1 | A429.6 | Contractor to quote ONLY for his percentage markup on the amount on the base prices for the items under the Provisional Sums to cover his overheads and profits | % | 0.1 | A429.6 | Contractor to quote ONLY for his percentage markup on the amount on the base prices for the items under the Provisional Sums to cover his overheads and profits | % | 0.1 | A429.6 | Contractor to quote ONLY for his percentage markup on the amount on the base prices for the items under the Provisional Sums to cover his overheads and profits | % | 0.1 | A429.6 | Contractor to quote ONLY for his percentage markup on the amount on the base prices for the items under the Provisional Sums to cover his overheads and profits | % | 0.1 | A429.6 | Contractor to quote ONLY for his percentage markup on the amount on the base prices for the items under the Provisional Sums to cover his overheads and profits | % | 0.1 | A429.6 | Contractor to quote ONLY for his percentage markup on the amount on the base prices for the items under the Provisional Sums to cover his overheads and profits | % | 0.1 | A429.6 | Contractor to quote ONLY for his percentage markup on the amount on the base prices for the items under the Provisional Sums to cover his overheads and profits | % | 0.1 | A429.6 | Contractor to quote ONLY for his percentage markup on the amount on the base prices for the items under the Provisional Sums to cover his overheads and profits | % | 0.1 | A429.6 | Contractor to quote ONLY for his percentage markup on the amount on the base prices for the items under the Provisional Sums to cover his overheads and profits | % | 0.1 | A429.6 | Contractor to quote ONLY for his percentage markup on the amount on the base prices for the items under the Provisional Sums to cover his overheads and profits | % | 0.1 | A429.6 | Contractor to quote ONLY for his percentage markup on the amount on the base prices for the items under the Provisional Sums to cover his overheads and profits | % | 0.1 | A429.6 | Contractor to quote ONLY for his percentage markup on the amount on the base prices for the items under the Provisional Sums to cover his overheads and profits | % | 0.1 | A429.6 | Contractor to quote ONLY for his percentage markup on the amount on the base prices for the items under the Provisional Sums to cover his overheads and profits | % | 0.1 | A429.6 | Contractor to quote ONLY for his percentage markup on the amount on the base prices for the items under the Provisional Sums to cover his overheads and profits | % | 0.1 | A429.6 | Contractor to quote ONLY for his percentage markup on the amount on the base prices for the items under the Provisional Sums to cover his overheads and profits | % | 0.1 | A429.6 | Contractor to quote ONLY for his percentage markup on the amount on the base prices for the items under the Provisional Sums to cover his overheads and profits | % | 0.1 | A429.6 | Contractor to quote ONLY for his percentage markup on the amount on the base prices for the items under the Provisional Sums to cover his overheads and profits | % | 0.1 | A429.6 | Contractor to quote ONLY for his percentage markup on the amount on the base prices for the items under the Provisional Sums to cover his overheads and profits | % | 0.1 | A429.6 | Contractor to quote ONLY for his percentage markup on the amount on the base prices for the items under the Provisional Sums to cover his overheads and profits | % | 0.1 | A429.6 | Contractor to quote ONLY for his percentage markup on the amount on the base prices for the items under the Provisional Sums to cover his overheads and profits | % | 0.1 | A429.6 | Contractor to quote ONLY for his percentage markup on the amount on the base prices for the items under the Provisional Sums to cover his overheads and profits | % | 0.1 | A429.6 | Contractor to quote ONLY for his percentage markup on the amount on the base prices for the items under the Provisional Sums to cover his overheads and profits | % | 0.1 | A429.6 | Contractor to quote ONLY for his percentage markup on the amount on the base prices for the items under the Provisional Sums to cover his overheads and profits | % | 0.1 | A429.6 | Contractor to quote ONLY for his percentage markup on the amount on the base prices for the items under the Provisional Sums to cover his overheads and profits | % | 0.1 | A429.6 | Contractor to quote ONLY for his percentage markup on the amount on the base prices for the items under the Provisional Sums to cover his overheads and profits | % | 0.1 | A429.6 | Contractor to quote ONLY for his percentage markup on the amount on the base prices for the items under the Provisional Sums to cover his overheads and profits | % | 0.1 | A429.6 | Contractor to quote ONLY for his percentage markup on the amount on the base prices for the items under the Provisional Sums to cover his overheads and profits | % | 0.1 | A429.6 | Contractor to quote ONLY for his percentage markup on the amount on the base prices for the items under the Provisional Sums to cover his overheads and profits | % | 0.1 | A429.6 | Contractor to quote ONLY for his percentage markup on the amount on the base prices for the items under the Provisional Sums to cover his overheads and profits | % | 0.1 | A429.6 | Contractor to quote ONLY for his percentage markup on the amount on the base prices for the items under the Provisional Sums to cover his overheads and profits | % | 0.1 | A429.6 | Contractor to quote ONLY for his percentage markup on the amount on the base prices for the items under the Provisional Sums to cover his overheads and profits | % | 0.1 | A429.6 | Contractor to quote ONLY for his percentage markup on the amount on the base prices for the items under the Provisional Sums to cover his overheads and profits | % | 0.1 | A429.6 | Contractor to quote ONLY for his percentage markup on the amount on the base prices for the items under the Provisional Sums to cover his overheads and profits | % | 0.1 | A429.6 | Contractor to quote ONLY for his percentage markup on the amount on the base prices for the items under the Provisional Sums to cover his overheads and profits | % | 0.1 | A429.6 | Contractor to quote ONLY for his percentage markup on the amount on the base prices for the items under the Provisional Sums to cover his overheads and profits | % | 0.1 | A429.6 | Contractor to quote ONLY for his percentage markup on the amount on the base prices for the items under the Provisional Sums to cover his overheads and profits | % | 0.1 | A429.6 | Contractor to quote ONLY for his percentage markup on the amount on the base prices for the items under the Provisional Sums to cover his overheads and profits | % | 0.1 | A429.6 | Contractor to quote ONLY for his percentage markup on the amount on the base prices for the items under the Provisional Sums to cover his overheads and profits | % | 0.1 | A429.6 | Contractor to quote ONLY for his percentage markup on the amount on the base prices for the items under the Provisional Sums to cover his overheads and profits | % | 0.1 | A429.6 | Contractor to quote ONLY for his percentage markup on the amount on the base prices for the items under the Provisional Sums to cover his overheads and profits | % | 0.1 | A429.6 | Contractor to quote ONLY for his percentage markup on the amount on the base prices for the items under the Provisional Sums to cover his overheads and profits | % | 0.1 | A429.6 | Contractor to quote ONLY for his percentage markup on the amount on the base prices for the items under the Provisional Sums to cover his overheads and profits | % | 0.1 | A429.6 | Contractor to quote ONLY for his percentage markup on the amount on the base prices for the items under the Provisional Sums to cover his overheads and profits | % | 0.1 | A429.6 | Contractor to quote ONLY for his percentage markup on the amount on the base prices for the items under the Provisional Sums to cover his overheads and profits | % | 0.1 | A429.6 | Contractor to quote ONLY for his percentage markup on the amount on the base prices for the items under the Provisional Sums to cover his overheads and profits | % | 0.1 | A429.6 | Contractor to quote ONLY for his percentage markup on the amount on the base prices for the items under the Provisional Sums to cover his overheads and profits | % | 0.1 | A429.6 | Contractor to quote ONLY for his percentage markup on the amount on the base prices for the items under the Provisional Sums to cover his overheads and profits | % | 0.1 | A429.6 | Contractor to quote ONLY for his percentage markup on the amount on the base prices for the items under the Provisional Sums to cover his overheads and profits | % | 0.1 | A429.6 | Contractor to quote ONLY for his percentage markup on the amount on the base prices for the items under the Provisional Sums to cover his overheads and profits | % | 0.1 | A429.6 | Contractor to quote ONLY for his percentage markup on the amount on the base prices for the items under the Provisional Sums to cover his overheads and profits | % | 0.1 | A429.6 | Contractor to quote ONLY for his percentage markup on the amount on the base prices for the items under the Provisional Sums to cover his overheads and profits | % | 0.1 | A429.6 | Contractor to quote ONLY for his percentage markup on the amount on the base prices for the items under the Provisional Sums to cover his overheads and profits | % | 0.1 | A429.6 | Contractor to quote ONLY for his percentage markup on the amount on the base prices for the items under the Provisional Sums to cover his overheads and profits | % | 0.1 | A429.6 | Contractor to quote ONLY for his percentage markup on the amount on the base prices for the items under the Provisional Sums to cover his overheads and profits | % | 0.1 | A429.6 | Contractor to quote ONLY for his percentage markup on the amount on the base prices for the items under the Provisional Sums to cover his overheads and profits | % | 0.1 | A429.6 | Contractor to quote ONLY for his percentage markup on the amount on the base prices for the items under the Provisional Sums to cover his overheads and profits | % | 0.1 | A429.6 | Contractor to quote ONLY for his percentage markup on the amount on the base prices for the items under the Provisional Sums to cover his overheads and profits | % | 0.1 | A429.6 | Contractor to quote ONLY for his percentage markup on the amount on the base prices for the items under the Provisional Sums to cover his overheads and profits | % | 0.1 | A429.6 | Contractor to quote ONLY for his percentage markup on the amount on the base prices for the items under the Provisional Sums to cover his overheads and profits | % | 0.1 | A429.6 | Contractor to quote ONLY for his percentage markup on the amount on the base prices for the items under the Provisional Sums to cover his overheads and profits | % | 0.1 | A429.6 | Contractor to quote ONLY for his percentage markup on the amount on the base prices for the items under the Provisional Sums to cover his overheads and profits | % | 0.1 | A429.6 | Contractor to quote ONLY for his percentage markup on the amount on the base prices for the items under the Provisional Sums to cover his overheads and profits | % | 0.1 | A429.6 | Contractor to quote ONLY for his percentage markup on the amount on the base prices for the items under the Provisional Sums to cover his overheads and profits | % | 0.1 | A429.6 | Contractor to quote ONLY for his percentage markup on the amount on the base prices for the items under the Provisional Sums to cover his overheads and profits | % | 0.1 | A429.6 | Contractor to quote ONLY for his percentage markup on the amount on the base prices for the items under the Provisional Sums to cover his overheads and profits | % | 0.1 | A429.6 | Contractor to quote ONLY for his percentage markup on the amount on the base prices for the items under the Provisional Sums to cover his overheads and profits | % | 0.1 | A429.6 | Contractor to quote ONLY for his percentage markup on the amount on the base prices for the items under the Provisional Sums to cover his overheads and profits | % | 0.1 | A429.6 | Contractor to quote ONLY for his percentage markup on the amount on the base prices for the items under the Provisional Sums to cover his overheads and profits | % | 0.1 | A429.6 | Contractor to quote ONLY for his percentage markup on the amount on the base prices for the items under the Provisional Sums to cover his overheads and profits | % | 0.1 | A429.6 | Contractor to quote ONLY for his percentage markup on the amount on the base prices for the items under the Provisional Sums to cover his overheads and profits | % | 0.1 | A429.6 | Contractor to quote ONLY for his percentage markup on the amount on the base prices for the items under the Provisional Sums to cover his overheads and profits | % | 0.1 | A429.6 | Contractor to quote ONLY for his percentage markup on the amount on the base prices for the items under the Provisional Sums to cover his overheads and profits | % | 0.1 | A429.6 | Contractor to quote ONLY for his percentage markup on the amount on the base prices for the items under the Provisional Sums to cover his overheads and profits | % | 0.1 | A429.6 | Contractor to quote ONLY for his percentage markup on the amount on the base prices for the items under the Provisional Sums to cover his overheads and profits | % | 0.1 | A429.6 | Contractor to quote ONLY for his percentage markup on the amount on the base prices for the items under the Provisional Sums to cover his overheads and profits | % | 0.1 | A429.6 | Contractor to quote ONLY for his percentage markup on the amount on the base prices for the items under the Provisional Sums to cover his overheads and profits | % | 0.1 | A429.6 | Contractor to quote ONLY for his percentage markup on the amount on the base prices for the items under the Provisional Sums to cover his overheads and profits | % | 0.1 | A429.6 | Contractor to quote ONLY for his percentage markup on the amount on the base prices for the items under the Provisional Sums to cover his overheads and profits | % | 0.1 | A429.6 | Contractor to quote ONLY for his percentage markup on the amount on the base prices for the items under the Provisional Sums to cover his overheads and profits | % | 0.1 | A429.6 | Contractor to quote ONLY for his percentage markup on the amount on the base prices for the items under the Provisional Sums to cover his overheads and profits | % | 0.1 | A429.6 | Contractor to quote ONLY for his percentage markup on the amount on the base prices for the items under the Provisional Sums to cover his overheads and profits | % | 0.1 | A429.6 | Contractor to quote ONLY for his percentage markup on the amount on the base prices for the items under the Provisional Sums to cover his overheads and profits | % | 0.1 | A429.6 | Contractor to quote ONLY for his percentage markup on the amount on the base prices for the items under the Provisional Sums to cover his overheads and profits | % | 0.1 | A429.6 | Contractor to quote ONLY for his percentage markup on the amount on the base prices for the items under the Provisional Sums to cover his overheads and profits | % | 0.1 | A429.6 | Contractor to quote ONLY for his percentage markup on the amount on the base prices for the items under the Provisional Sums to cover his overheads and profits | % | 0.1 | A429.6 | Contractor to quote ONLY for his percentage markup on the amount on the base prices for the items under the Provisional Sums to cover his overheads and profits | % | 0.1 | A429.6 | Contractor to quote ONLY for his percentage markup on the amount on the base prices for the items under the Provisional Sums to cover his overheads and profits | % | 0.1 | A429.6 | Contractor to quote ONLY for his percentage markup on the amount on the base prices for the items under the Provisional Sums to cover his overheads and profits | % | 0.1 | A429.6 | Contractor to quote ONLY for his percentage markup on the amount on the base prices for the items under the Provisional Sums to cover his overheads and profits | % | 0.1 | A429.6 | Contractor to quote ONLY for his percentage markup on the amount on the base prices for the items under the Provisional Sums to cover his overheads and profits | % | 0.1 | A429.6 | Contractor to quote ONLY for his percentage markup on the amount on the base prices for the items under the Provisional Sums to cover his overheads and profits | % | 0.1 | A429.6 | Contractor to quote ONLY for his percentage markup on the amount on the base prices for the items under the Provisional Sums to cover his overheads and profits | % | 0.1 | A429.6 | Contractor to quote ONLY for his percentage markup on the amount on the base prices for the items under the Provisional Sums to cover his overheads and profits | % | 0.1 | A429.6 | Contractor to quote ONLY for his percentage markup on the amount on the base prices for the items under the Provisional Sums to cover his overheads and profits | % | 0.1 | A429.6 | Contractor to quote ONLY for his percentage markup on the amount on the base prices for the items under the Provisional Sums to cover his overheads and profits | % | 0.1 | A429.6 | Contractor to quote ONLY for his percentage markup on the amount on the base prices for the items under the Provisional Sums to cover his overheads and profits | % | 0.1 | A429.6 | Contractor to quote ONLY for his percentage markup on the amount on the base prices for the items under the Provisional Sums to cover his overheads and profits | % | 0.1 | A429.6 | Contractor to quote ONLY for his percentage markup on the amount on the base prices for the items under the Provisional Sums to cover his overheads and profits | % | 0.1 | A429.6 | Contractor to quote ONLY for his percentage markup on the amount on the base prices for the items under the Provisional Sums to cover his overheads and profits | % | 0.1 | A429.6 | Contractor to quote ONLY for his percentage markup on the amount on the base prices for the items under the Provisional Sums to cover his overheads and profits | % | 0.1 | A429.6 | Contractor to quote ONLY for his percentage markup on the amount on the base prices for the items under the Provisional Sums to cover his overheads and profits | % | 0.1 | A429.6 | Contractor to quote ONLY for his percentage markup on the amount on the base prices for the items under the Provisional Sums to cover his overheads and profits | % | 0.1 | A429.6 | Contractor to quote ONLY for his percentage markup on the amount on the base prices for the items under the Provisional Sums to cover his overheads and profits | % | 0.1 | A429.6 | Contractor to quote ONLY for his percentage markup on the amount on the base prices for the items under the Provisional Sums to cover his overheads and profits | % | 0.1 | A429.6 | Contractor to quote ONLY for his percentage markup on the amount on the base prices for the items under the Provisional Sums to cover his overheads and profits | % | 0.1 | A429.6 | Contractor to quote ONLY for his percentage markup on the amount on the base prices for the items under the Provisional Sums to cover his overheads and profits | % | 0.1 | A429.6 | Contractor to quote ONLY for his percentage markup on the amount on the base prices for the items under the Provisional Sums to cover his overheads and profits | % | 0.1 | A429.6 | Contractor to quote ONLY for his percentage markup on the amount on the base prices for the items under the Provisional Sums to cover his overheads and profits | % | 0.1 | A429.6 | Contractor to quote ONLY for his percentage markup on the amount on the base prices for the items under the Provisional Sums to cover his overheads and profits | % | 0.1 | A429.6 | Contractor to quote ONLY for his percentage markup on the amount on the base prices for the items under the Provisional Sums to cover his overheads and profits | % | 0.1 | A429.6 | Contractor to quote ONLY for his percentage markup on the amount on the base prices for the items under the Provisional Sums to cover his overheads and profits | % | 0.1 | A429.6 | Contractor to quote ONLY for his percentage markup on the amount on the base prices for the items under the Provisional Sums to cover his overheads and profits | % | 0.1 | A429.6 | Contractor to quote ONLY for his percentage markup on the amount on the base prices for the items under the Provisional Sums to cover his overheads and profits | % | 0.1 | A429.6 | Contractor to quote ONLY for his percentage markup on the amount on the base prices for the items under the Provisional Sums to cover his overheads and profits | % | 0.1 | A429.6 | Contractor to quote ONLY for his percentage markup on the amount on the base prices for the items under the Provisional Sums to cover his overheads and profits | % | 0.1 | A429.6 | Contractor to quote ONLY for his percentage markup on the amount on the base prices for the items under the Provisional Sums to cover his overheads and profits | % | 0.1 | A429.6 | Contractor to quote ONLY for his percentage markup on the amount on the base prices for the items under the Provisional Sums to cover his overheads and profits | % | 0.1 | A429.6 | Contractor to quote ONLY for his percentage markup on the amount on the base prices for the items under the Provisional Sums to cover his overheads and profits | % | 0.1 | A429.6 | Contractor to quote ONLY for his percentage markup on the amount on the base prices for the items under the Provisional Sums to cover his overheads and profits | % | 0.1 | A429.6 | Contractor to quote ONLY for his percentage markup on the amount on the base prices for the items under the Provisional Sums to cover his overheads and profits | % | 0.1 | A429.6 | Contractor to quote ONLY for his percentage markup on the amount on the base prices for the items under the Provisional Sums to cover his overheads and profits | % | 0.1 | A429.6 | Contractor to quote ONLY for his percentage markup on the amount on the base prices for the items under the Provisional Sums to cover his overheads and profits | % | 0.1 | A429.6 | Contractor to quote ONLY for his percentage markup on the amount on the base prices for the items under the Provisional Sums to cover his overheads and profits | % | 0.1 | A429.6 | Contractor to quote ONLY for his percentage markup on the amount on the base prices for the items under the Provisional Sums to cover his overheads and profits | % | 0.1 | A429.6 | Contractor to quote ONLY for his percentage markup on the amount on the base prices for the items under the Provisional Sums to cover his overheads and profits | % | 0.1 | A429.6 | Contractor to quote ONLY for his percentage markup on the amount on the base prices for the items under the Provisional Sums to cover his overheads and profits | % | 0.1 | A429.6 | Contractor to quote ONLY for his percentage markup on the amount on the base prices for the items under the Provisional Sums to cover his overheads and profits | % | 0.1 | A429.6 | Contractor to quote ONLY for his percentage markup on the amount on the base prices for the items under the Provisional Sums to cover his overheads and profits | % | 0.1 | A429.6 | Contractor to quote ONLY for his percentage markup on the amount on the base prices for the items under the Provisional Sums to cover his overheads and profits | % | 0.1 | A429.6 | Contractor to quote ONLY for his percentage markup on the amount on the base prices for the items under the Provisional Sums to cover his overheads and profits | % | 0.1 | A429.6 | Contractor to quote ONLY for his percentage markup on the amount on the base prices for the items under the Provisional Sums to cover his overheads and profits | % | 0.1 | A429.6 | Contractor to quote ONLY for his percentage markup on the amount on the base prices for the items under the Provisional Sums to cover his overheads and profits | % | 0.1 | A429.6 | Contractor to quote ONLY for his percentage markup on the amount on the base prices for the items under the Provisional Sums to cover his overheads and profits | % | 0.1 | A429.6 | Contractor to quote ONLY for his percentage markup on the amount on the base prices for the items under the Provisional Sums to cover his overheads and profits | % | 0.1 | A429.6 | Contractor to quote ONLY for his percentage markup on the amount on the base prices for the items under the Provisional Sums to cover his overheads and profits | % | 0.1 | A429.6 | Contractor to quote ONLY for his percentage markup on the amount on the base prices for the items under the Provisional Sums to cover his overheads and profits | % | 0.1 | A429.6 | Contractor to quote ONLY for his percentage markup on the amount on the base prices for the items under the Provisional Sums to cover his overheads and profits | % | 0.1 | A429.6 | Contractor to quote ONLY for his percentage markup on the amount on the base prices for the items under the Provisional Sums to cover his overheads and profits | % | 0.1 | A429.6 | Contractor to quote ONLY for his percentage markup on the amount on the base prices for the items under the Provisional Sums to cover his overheads and profits | % | 0.1 | A429.6 | Contractor to quote ONLY for his percentage markup on the amount on the base prices for the items under the Provisional Sums to cover his overheads and profits | % | 0.1 | A429.6 | Contractor to quote ONLY for his percentage markup on the amount on the base prices for the items under the Provisional Sums to cover his overheads and profits | % | 0.1 | A429.6 | Contractor to quote ONLY for his percentage markup on the amount on the base prices for the items under the Provisional Sums to cover his overheads and profits | % | 0.1 | A429.6 | Contractor to quote ONLY for his percentage markup on the amount on the base prices for the items under the Provisional Sums to cover his overheads and profits | % | 0.1 | A429.6 | Contractor to quote ONLY for his percentage markup on the amount on the base prices for the items under the Provisional Sums to cover his overheads and profits | % | 0.1 | A429.6 | Contractor to quote ONLY for his percentage markup on the amount on the base prices for the items under the Provisional Sums to cover his overheads and profits | % | 0.1 | A429.6 | Contractor to quote ONLY for his percentage markup on the amount on the base prices for the items under the Provisional Sums to cover his overheads and profits | % | 0.1 | A429.6 | Contractor to quote ONLY for his percentage markup on the amount on the base prices for the items under the Provisional Sums to cover his overheads and profits | % | 0.1 | A429.6 | Contractor to quote ONLY for his percentage markup on the amount on the base prices for the items under the Provisional Sums to cover his overheads and profits | % | 0.1 | A429.6 | Contractor to quote ONLY for his percentage markup on the amount on the base prices for the items under the Provisional Sums to cover his overheads and profits | % | 0.1 | A429.6 | Contractor to quote ONLY for his percentage markup on the amount on the base prices for the items under the Provisional Sums to cover his overheads and profits | % | 0.1 | A429.6 | Contractor to quote ONLY for his percentage markup on the amount on the base prices for the items under the Provisional Sums to cover his overheads and profits | % | 0.1 | A429.6 | Contractor to quote ONLY for his percentage markup on the amount on the base prices for the items under the Provisional Sums to cover his overheads and profits | % | 0.1 | A429.6 | Contractor to quote ONLY for his percentage markup on the amount on the base prices for the items under the Provisional Sums to cover his overheads and profits | % | 0.1 | A429.6 | Contractor to quote ONLY for his percentage markup on the amount on the base prices for the items under the Provisional Sums to cover his overheads and profits | % | 0.1 | A429.6 | Contractor to quote ONLY for his percentage markup on the amount on the base prices for the items under the Provisional Sums to cover his overheads and profits | % | 0.1 | A429.6 | Contractor to quote ONLY for his percentage markup on the amount on the base prices for the items under the Provisional Sums to cover his overheads and profits | % | 0.1 | A429.6 | Contractor to quote ONLY for his percentage markup on the amount on the base prices for the items under the Provisional Sums to cover his overheads and profits | % | 0.1 | A429.6 | Contractor to quote ONLY for his percentage markup on the amount on the base prices for the items under the Provisional Sums to cover his overheads and profits | % | 0.1 | A429.6 | Contractor to quote ONLY for his percentage markup on the amount on the base prices for the items under the Provisional Sums to cover his overheads and profits | % | 0.1 | A429.6 | Contractor to quote ONLY for his percentage markup on the amount on the base prices for the items under the Provisional Sums to cover his overheads and profits | % | 0.1 | A429.6 | Contractor to quote ONLY for his percentage markup on the amount on the base prices for the items under the Provisional Sums to cover his overheads and profits | % | 0.1 | A429.6 | Contractor to quote ONLY for his percentage markup on the amount on the base prices for the items under the Provisional Sums to cover his overheads and profits | % | 0.1 | A429.6 | Contractor to quote ONLY for his percentage markup on the amount on the base prices for the items under the Provisional Sums to cover his overheads and profits | % | 0.1 | A429.6 | Contractor to quote ONLY for his percentage markup on the amount on the base prices for the items under the Provisional Sums to cover his overheads and profits | % | 0.1 | A429.6 | Contractor to quote ONLY for his percentage markup on the amount on the base prices for the items under the Provisional Sums to cover his overheads and profits | % | 0.1 | A429.6 | Contractor to quote ONLY for his percentage markup on the amount on the base prices for the items under the Provisional Sums to cover his overheads and profits | % | 0.1 | A429.6 | Contractor to quote ONLY for his percentage markup on the amount on the base prices for the items under the Provisional Sums to cover his overheads and profits | % | 0.1 | A429.6 | Contractor to quote ONLY for his percentage markup on the amount on the base prices for the items under the Provisional Sums to cover his overheads and profits | % | 0.1 | A429.6 | Contractor to quote ONLY for his percentage markup on the amount on the base prices for the items under the Provisional Sums to cover his overheads and profits | % | 0.1 | A429.6 | Contractor to quote ONLY for his percentage markup on the amount on the base prices for the items under the Provisional Sums to cover his overheads and profits | % | 0.1 | A429.6 | Contractor to quote ONLY for his percentage markup on the amount on the base prices for the items under the Provisional Sums to cover his overheads and profits | % | 0.1 | A429.6 | Contractor to quote ONLY for his percentage markup on the amount on the base prices for the items under the Provisional Sums to cover his overheads and profits | % | 0.1 | A429.6 | Contractor to quote ONLY for his percentage markup on the amount on the base prices for the items under the Provisional Sums to cover his overheads and profits | % | 0.1 | A429.6 | Contractor to quote ONLY for his percentage markup on the amount on the base prices for the items under the Provisional Sums to cover his overheads and profits | % | 0.1 | A429.6 | Contractor to quote ONLY for his percentage markup on the amount on the base prices for the items under the Provisional Sums to cover his overheads and profits | % | 0.1 | A429.6 | Contractor to quote ONLY for his percentage markup on the amount on the base prices for the items under the Provisional Sums to cover his overheads and profits | % | 0.1 | A429.6 | Contractor to quote ONLY for his percentage markup on the amount on the base prices for the items under the Provisional Sums to cover his overheads and profits | % | 0.1 | A429.6 | Contractor to quote ONLY for his percentage markup on the amount on the base prices for the items under the Provisional Sums to cover his overheads and profits | % | 0.1 | A429.6 | Contractor to quote ONLY for his percentage markup on the amount on the base prices for the items under the Provisional Sums to cover his overheads and profits | % | 0.1 | A429.6 | Contractor to quote ONLY for his percentage markup on the amount on the base prices for the items under the Provisional Sums to cover his overheads and profits | % | 0.1 | A429.6 | Contractor to quote ONLY for his percentage markup on the amount on the base prices for the items under the Provisional Sums to cover his overheads and profits | % | 0.1 | A429.6 | Contractor to quote ONLY for his percentage markup on the amount on the base prices for the items under the Provisional Sums to cover his overheads and profits | % | 0.1 | A429.6 | Contractor to quote ONLY for his percentage markup on the amount on the base prices for the items under the Provisional Sums to cover his overheads and profits | % | 0.1 | A429.6 | Contractor to quote ONLY for his percentage markup on the amount on the base prices for the items under the Provisional Sums to cover his overheads and profits | % | 0.1 | A429.6 | Contractor to quote ONLY for his percentage markup on the amount on the base prices for the items under the Provisional Sums to cover his overheads and profits | % | 0.1 | A429.6 | Contractor to quote ONLY for his percentage markup on the amount on the base prices for the items under the Provisional Sums to cover his overheads and profits | % | 0.1 | A429.6 | Contractor to quote ONLY for his percentage markup on the amount on the base prices for the items under the Provisional Sums to cover his overheads and profits | % | 0.1 | A429.6 | Contractor to quote ONLY for his percentage markup on the amount on the base prices for the items under the Provisional Sums to cover his overheads and profits | % | 0.1 | A429.6 | Contractor to quote ONLY for his percentage markup on the amount on the base prices for the items under the Provisional Sums to cover his overheads and profits | % | 0.1 | A429.6 | Contractor to quote ONLY for his percentage markup on the amount on the base prices for the items under the Provisional Sums to cover his overheads and profits | % | 0.1 | A429.6 | Contractor to quote ONLY for his percentage markup on the amount on the base prices for the items under the Provisional Sums to cover his overheads and profits | % | 0.1 | A429.6 | Contractor to quote ONLY for his percentage markup on the amount on the base prices for the items under the Provisional Sums to cover his overheads and profits | % | 0.1 | A429.6 | Contractor to quote ONLY for his percentage markup on the amount on the base prices for the items under the Provisional Sums to cover his overheads and profits | % | 0.1 | A429.6 | Contractor to quote ONLY for his percentage markup on the amount on the base prices for the items under the Provisional Sums to cover his overheads and profits | % | 0.1 | A429.6 | Contractor to quote ONLY for his percentage markup on the amount on the base prices for the items under the Provisional Sums to cover his overheads and profits | % | 0.1 | A429.6 | Contractor to quote ONLY for his percentage markup on the amount on the base prices for the items under the Provisional Sums to cover his overheads and profits | % | 0.1 | A429.6 | Contractor to quote ONLY for his percentage markup on the amount on the base prices for the items under the Provisional Sums to cover his overheads and profits | % | 0.1 | A429.6 | Contractor to quote ONLY for his percentage markup on the amount on the base prices for the items under the Provisional Sums to cover his overheads and profits | % | 0.1 | A429.6 | Contractor to quote ONLY for his percentage markup on the amount on the base prices for the items under the Provisional Sums to cover his overheads and profits | % | 0.1 | A429.6 | Contractor to quote ONLY for his percentage markup on the amount on the base prices for the items under the Provisional Sums to cover his overheads and profits | % | 0.1 | A429.6 | Contractor to quote ONLY for his percentage markup on the amount on the base prices for the items under the Provisional Sums to cover his overheads and profits | % | 0.1 | A429.6 | Contractor to quote ONLY for his percentage markup on the amount on the base prices for the items under the Provisional Sums to cover his overheads and profits | % | 0.1 | A429.6 | Contractor to quote ONLY for his percentage markup on the amount on the base prices for the items under the Provisional Sums to cover his overheads and profits | % | 0.1 | A429.6 | Contractor to quote ONLY for his percentage markup on the amount on the base prices for the items under the Provisional Sums to cover his overheads and profits | % | 0.1 | A429.6 | Contractor to quote ONLY for his percentage markup on the amount on the base prices for the items under the Provisional Sums to cover his overheads and profits | % | 0.1 | A429.6 | Contractor to quote ONLY for his percentage markup on the amount on the base prices for the items under the Provisional Sums to cover his overheads and profits | % | 0.1 | A429.6 | Contractor to quote ONLY for his percentage markup on the amount on the base prices for the items under the Provisional Sums to cover his overheads and profits | % | 0.1 | A429.6 | Contractor to quote ONLY for his percentage markup on the amount on the base prices for the items under the Provisional Sums to cover his overheads and profits | % | 0.1 | A429.6 | Contractor to quote ONLY for his percentage markup on the amount on the base prices for the items under the Provisional Sums to cover his overheads and profits | % | 0.1 | A429.6 | Contractor to quote ONLY for his percentage markup on the amount on the base prices for the items under the Provisional Sums to cover his overheads and profits | % | 0.1 | A429.6 | Contractor to quote ONLY for his percentage markup on the amount on the base prices for the items under the Provisional Sums to cover his overheads and profits | % | 0.1 | A429.6 | Contractor to quote ONLY for his percentage markup on the amount on the base prices for the items under the Provisional Sums to cover his overheads and profits | % | 0.1 | A429.6 | Contractor to quote ONLY for his percentage markup on the amount on the base prices for the items under the Provisional Sums to cover his overheads and profits | % | 0.1 | A429.6 | Contractor to quote ONLY for his percentage markup on the amount on the base prices for the items under the Provisional Sums to cover his overheads and profits | % | 0.1 | A429.6 | Contractor to quote ONLY for his percentage markup on the amount on the base prices for the items under the Provisional Sums to cover his overheads and profits | % | 0.1 | A429.6 | Contractor to quote ONLY for his percentage markup on the amount on the base prices for the items under the Provisional Sums to cover his overheads and profits | % | 0.1 | A429.6 | Contractor to quote ONLY for his percentage markup on the amount on the base prices for the items under the Provisional Sums to cover his overheads and profits | % | 0.1 | A429.6 | Contractor to quote ONLY for his percentage markup on the amount on the base prices for the items under the Provisional Sums to cover his overheads and profits | % | 0.1 | A429.6 | Contractor to quote ONLY for his percentage markup on the amount on the base prices for the items under the Provisional Sums to cover his overheads and profits | % | 0.1 | A429.6 | Contractor to quote ONLY for his percentage markup on the amount on the base prices for the items under the Provisional Sums to cover his overheads and profits | % | 0.1 | A429.6 | Contractor to quote ONLY for his percentage markup on the amount on the base prices for the items under the Provisional Sums to cover his overheads and profits | % | 0.1 | A429.6 | Contractor to quote ONLY for his percentage markup on the amount on the base prices for the items under the Provisional Sums to cover his overheads and profits | % | 0.1 | A429.6 | Contractor to quote ONLY for his percentage markup on the amount on the base prices for the items under the Provisional Sums to cover his overheads and profits | % | 0.1 | A429.6 | Contractor to quote ONLY for his percentage markup on the amount on the base prices for the items under the Provisional Sums to cover his overheads and profits | % | 0.1 | A429.6 | Contractor to quote ONLY for his percentage markup on the amount on the base prices for the items under the Provisional Sums to cover his overheads and profits | % | 0.1 | A429.6 | Contractor to quote ONLY for his percentage markup on the amount on the base prices for the items under the Provisional Sums to cover his overheads and profits | % | 0.1 | A429.6 | Contractor to quote ONLY for his percentage markup on the amount on the base prices for the items under the Provisional Sums to cover his overheads and profits | % | 0.1 | A429.6 | Contractor to quote ONLY for his percentage markup on the amount on the base prices for the items under the Provisional Sums to cover his overheads and profits | % | 0.1 | A429.6 | Contractor to quote ONLY for his percentage markup on the amount on the base prices for the items under the Provisional Sums to cover his overheads and profits | % | 0.1 | A429.6 | Contractor to quote ONLY for his percentage markup on the amount on the base prices for the items under the Provisional Sums to cover his overheads and profits | % | 0.1 | A429.6 | Contractor to quote ONLY for his percentage markup on the amount on the base prices for the items under the Provisional Sums to cover his overheads and profits | % | 0.1 | A429.6 | Contractor to quote ONLY for his percentage markup on the amount on the base prices for the items under the Provisional Sums to cover his overheads and profits | % | 0.1 | A429.6 | Contractor to quote ONLY for his percentage markup on the amount on the base prices for the items under the Provisional Sums to cover his overheads and profits | % | 0.1 | A429.6 | Contractor to quote ONLY for his percentage markup on the amount on the base prices for the items under the Provisional Sums to cover his overheads and profits | % | 0.1 | A429.6 | Contractor to quote ONLY for his percentage markup on the amount on the base prices for the items under the Provisional Sums to cover his overheads and profits | % | 0.1 | A429.6 | Contractor to quote ONLY for his percentage markup on the amount on the base prices for the items under the Provisional Sums to cover his overheads and profits | % | 0.1 | A429.6 | Contractor to quote ONLY for his percentage markup on the amount on the base prices for the items under the Provisional Sums to cover his overheads and profits | % | 0.1 | A429.6 | Contractor to quote ONLY for his percentage markup on the amount on the base prices for the items under the Provisional Sums to cover his overheads and profits | % | 0.1 | A429.6 | Contractor to quote ONLY for his percentage markup on the amount on the base prices for the items under the Provisional Sums to cover his overheads and profits | % | 0.1 | A429.6 | Contractor to quote ONLY for his percentage markup on the amount on the base prices for the items under the Provisional Sums to cover his overheads and profits | % | 0.1 | A429.6 | Contractor to quote ONLY for his percentage markup on the amount on the base prices for the items under the Provisional Sums to cover his overheads and profits | % | 0.1 | A429.6 | Contractor to quote ONLY for his percentage markup on the amount on the base prices for the items under the Provisional Sums to cover his overheads and profits | % | 0.1 | A429.6 | Contractor to quote ONLY for his percentage markup on the amount on the base prices for the items under the Provisional Sums to cover his overheads and profits | % | 0.1 | A429.6 | Contractor to quote ONLY for his percentage markup on the amount on the base prices for the items under the Provisional Sums to cover his overheads and profits | % | 0.1 | A429.6 | Contractor to quote ONLY for his percentage markup on the amount on the base prices for the items under the Provisional Sums to cover his overheads and profits | % | 0.1 | A429.6 | Contractor to quote ONLY for his percentage markup on the amount on the base prices for the items under the Provisional Sums to cover his overheads and profits | % | 0.1 | A429.6 | Contractor to quote ONLY for his percentage markup on the amount on the base prices for the items under the Provisional Sums to cover his overheads and profits | % | 0.1 | A429.6 | Contractor to quote ONLY for his percentage markup on the amount on the base prices for the items under the Provisional Sums to cover his overheads and profits | % | 0.1 | A429.6 | Contractor to quote ONLY for his percentage markup on the amount on the base prices for the items under the Provisional Sums to cover his overheads and profits | % | 0.1 | A429.6 | Contractor to quote ONLY for his percentage markup on the amount on the base prices for the items under the Provisional Sums to cover his overheads and profits | % | 0.1 | A429.6 | Contractor to quote ONLY for his percentage markup on the amount on the base prices for the items under the Provisional Sums to cover his overheads and profits | % | 0.1 | A429.6 | Contractor to quote ONLY for his percentage markup on the amount on the base prices for the items under the Provisional Sums to cover his overheads and profits | % | 0.1 | A429.6 | Contractor to quote ONLY for his percentage markup on the amount on the base prices for the items under the Provisional Sums to cover his overheads and profits | % | 0.1 | A429.6 | Contractor to quote ONLY for his percentage markup on the amount on the base prices for the items under the Provisional Sums to cover his overheads and profits | % | 0.1 | A429.6 | Contractor to quote ONLY for his percentage markup on the amount on the base prices for the items under the Provisional Sums to cover his overheads and profits | % | 0.1 | A429.6 | Contractor to quote ONLY for his percentage markup on the amount on the base prices for the items under the Provisional Sums to cover his overheads and profits | % | 0.1 | A429.6 | Contractor to quote ONLY for his percentage markup on the amount on the base prices for the items under the Provisional Sums to cover his overheads and profits | % | 0.1 | A429.6 | Contractor to quote ONLY for his percentage markup on the amount on the base prices for the items under the Provisional Sums to cover his overheads and profits | % | 0.1 | A429.6 | Contractor to quote ONLY for his percentage markup on the amount on the base prices for the items under the Provisional Sums to cover his overheads and profits | % | 0.1 | A429.6 | Contractor to quote ONLY for his percentage markup on the amount on the base prices for the items under the Provisional Sums to cover his overheads and profits | % | 0.1 | A429.6 | Contractor to quote ONLY for his percentage markup on the amount on the base prices for the items under the Provisional Sums to cover his overheads and profits | % | 0.1 | A429.6 | Contractor to quote ONLY for his percentage markup on the amount on the base prices for the items under the Provisional Sums to cover his overheads and profits | % | 0.1 | A429.6 | Contractor to quote ONLY for his percentage markup on the amount on the base prices for the items under the Provisional Sums to cover his overheads and profits | % | 0.1 | A429.6 | Contractor to quote ONLY for his percentage markup on the amount on the base prices for the items under the Provisional Sums to cover his overheads and profits | % | 0.1 | A429.6 | Contractor to quote ONLY for his percentage markup on the amount on the base prices for the items under the Provisional Sums to cover his overheads and profits | % | 0.1 | A429.6 | Contractor to quote ONLY for his percentage markup on the amount on the base prices for the items under the Provisional Sums to cover his overheads and profits | % | 0.1 | A429.6 | Contractor to quote ONLY for his percentage markup on the amount on the base prices for the items under the Provisional Sums to cover his overheads and profits | % | 0.1 | A429.6 | Contractor to quote ONLY for his percentage markup on the amount on the base prices for the items under the Provisional Sums to cover his overheads and profits | % | 0.1 | A429.6 | Contractor to quote ONLY for his percentage markup on the amount on the base prices for the items under the Provisional Sums to cover his overheads and profits | % | 0.1 | A429.6 | Contractor to quote ONLY for his percentage markup on the amount on the base prices for the items under the Provisional Sums to cover his overheads and profits | % | 0.1 | A429.6 | Contractor to quote ONLY for his percentage markup on the amount on the base prices for the items under the Provisional Sums to cover his overheads and profits | % | 0.1 | A429.6 | Contractor to quote ONLY for his percentage markup on the amount on the base prices for the items under the Provisional Sums to cover his overheads and profits | % | 0.1 | A429.6 | Contractor to quote ONLY for his percentage markup on the amount on the base prices for the items under the Provisional Sums to cover his overheads and profits | % | 0.1 | A429.6 | Contractor to quote ONLY for his percentage markup on the amount on the base prices for the items under the Provisional Sums to cover his overheads and profits | % | 0.1 | A429.6 | Contractor to quote ONLY for his percentage markup on the amount on the base prices for the items under the Provisional Sums to cover his overheads and profits | % | 0.1 | A429.6 | Contractor to quote ONLY for his percentage markup on the amount on the base prices for the items under the Provisional Sums to cover his overheads and profits | % | 0.1 | A429.6 | Contractor to quote ONLY for his percentage markup on the amount on the base prices for the items under the Provisional Sums to cover his overheads and profits | % | 0.1 | A429.6 | Contractor to quote ONLY for his percentage markup on the amount on the base prices for the items under the Provisional Sums to cover his overheads and profits | % | 0.1 | A429.6 | Contractor to quote ONLY for his percentage markup on the amount on the base prices for the items under the Provisional Sums to cover his overheads and profits | % | 0.1 | A429.6 | Contractor to quote ONLY for his percentage markup on the amount on the base prices for the items under the Provisional Sums to cover his overheads and profits | % | 0.1 | A429.6 | Contractor to quote ONLY for his percentage markup on the amount on the base prices for the items under the Provisional Sums to cover his overheads and profits | % | 0.1 | A429.6 | Contractor to quote ONLY for his percentage markup on the amount on the base prices for the items under the Provisional Sums to cover his overheads and profits | % | 0.1 | A429.6 | Contractor to quote ONLY for his percentage markup on the amount on the base prices for the items under the Provisional Sums to cover his overheads and profits | % | 0.1 | A429.6 | Contractor to quote ONLY for his percentage markup on the amount on the base prices for the items under the Provisional Sums to cover his overheads and profits | % | 0.1 | A429.6 | Contractor to quote ONLY for his percentage markup on the amount on the base prices for the items under the Provisional Sums to cover his overheads and profits | % | 0.1 | A429.6 | Contractor to quote ONLY for his percentage markup on the amount on the base prices for the items under the Provisional Sums to cover his overheads and profits | % | 0.1 | A429.6 | Contractor to quote ONLY for his percentage markup on the amount on the base prices for the items under the Provisional Sums to cover his overheads and profits | % | 0.1 | A429.6 | Contractor to quote ONLY for his percentage markup on the amount on the base prices for the items under the Provisional Sums to cover his overheads and profits | % | 0.1 | A429.6 | Contractor to quote ONLY for his percentage markup on the amount on the base prices for the items under the Provisional Sums to cover his overheads and profits | % | 0.1 | A429.6 | Contractor to quote ONLY for his percentage markup on the amount on the base prices for the items under the Provisional Sums to cover his overheads and profits | % | 0.1 | A429.6 | Contractor to quote ONLY for his percentage markup on the amount on the base prices for the items under the Provisional Sums to cover his overheads and profits | % | 0.1 | A429.6 | Contractor to quote ONLY for his percentage markup on the amount on the base prices for the items under the Provisional Sums to cover his overheads and profits | % | 0.1 | A429.6 | Contractor to quote ONLY for his percentage markup on the amount on the base prices for the items under the Provisional Sums to cover his overheads and profits | % | 0.1 | A429.6 | Contractor to quote ONLY for his percentage markup on the amount on the base prices for the items under the Provisional Sums to cover his overheads and profits | % | 0.1 | A429.6 | Contractor to quote ONLY for his percentage markup on the amount on the base prices for the items under the Provisional Sums to cover his overheads and profits | % | 0.1 | A429.6 | Contractor to quote ONLY for his percentage markup on the amount on the base prices for the items under the Provisional Sums to cover his overheads and profits | % | 0.1 | A429.6 | Contractor to quote ONLY for his percentage markup on the amount on the base prices for the items under the Provisional Sums to cover his overheads and profits | % | 0.1 | A429.6 | Contractor to quote ONLY for his percentage markup on the amount on the base prices for the items under the Provisional Sums to cover his overheads and profits | % | 0.1 | A429.6 | Contractor to quote ONLY for his percentage markup on the amount on the base prices for the items under the Provisional Sums to cover his overheads and profits | % | 0.1 | A429.6 | Contractor to quote ONLY for his percentage markup on the amount on the base prices for the items under the Provisional Sums to cover his overheads and profits | % | 0.1 | A429.6 | Contractor to quote ONLY for his percentage markup on the amount on the base prices for the items under the Provisional Sums to cover his overheads and profits | % | 0.1 | A429.6 | Contractor to quote ONLY for his percentage markup on the amount on the base prices for the items under the Provisional Sums to cover his overheads and profits | % | 0.1 | A429.6 | Contractor to quote ONLY for his percentage markup on the amount on the base prices for the items under the Provisional Sums to cover his overheads and profits | % | 0.1 | A429.6 | Contractor to quote ONLY for his percentage markup on the amount on the base prices for the items under the Provisional Sums to cover his overheads and profits | % | 0.1 | A429.6 | Contractor to quote ONLY for his percentage markup on the amount on the base prices for the items under the Provisional Sums to cover his overheads and profits | % | 0.1 | A429.6 | Contractor to quote ONLY for his percentage markup on the amount on the base prices for the items under the Provisional Sums to cover his overheads and profits | % | 0.1 | A429.6 | Contractor to quote ONLY for his percentage markup on the amount on the base prices for the items under the Provisional Sums to cover his overheads and profits | % | 0.1 | A429.6 | Contractor to quote ONLY for his percentage markup on the amount on the base prices for the items under the Provisional Sums to cover his overheads and profits | % | 0.1 | A429.6 | Contractor to quote ONLY for his percentage markup on the amount on the base prices for the items under the Provisional Sums to cover his overheads and profits | % | 0.1 | A429.6 | Contractor to quote ONLY for his percentage markup on the amount on the base prices for the items under the Provisional Sums to cover his overheads and profits | % | 0.1 | A429.6 | Contractor to quote ONLY for his percentage markup on the amount on the base prices for the items under the Provisional Sums to cover his overheads and profits | % | 0.1 | A429.6 | Contractor to quote ONLY for his percentage markup on the amount on the base prices for the items under the Provisional Sums to cover his overheads and profits | % | 0.1 | A429.6 | Contractor to quote ONLY for his percentage markup on the amount on the base prices for the items under the Provisional Sums to cover his overheads and profits | % | 0.1 | A429.6 | Contractor to quote ONLY for his percentage markup on the amount on the base prices for the items under the Provisional Sums to cover his overheads and profits | % | 0.1 | A429.6 | Contractor to quote ONLY for his percentage markup on the amount on the base prices for the items under the Provisional Sums to cover his overheads and profits | % | 0.1 | A429.6 | Contractor to quote ONLY for his percentage markup on the amount on the base prices for the items under the Provisional Sums to cover his overheads and profits | % | 0.1 | A429.6 | Contractor to quote ONLY for his percentage markup on the amount on the base prices for the items under the Provisional Sums to cover his overheads and profits | % | 0.1 | A429.6 | Contractor to quote ONLY for his percentage markup on the amount on the base prices for the items under the Provisional Sums to cover his overheads and profits | % | 0.1 | A429.6 | Contractor to quote ONLY for his percentage markup on the amount on the base prices for the items under the Provisional Sums to cover his overheads and profits | % | 0.1 | A429.6 | Contractor to quote ONLY for his percentage markup on the amount on the base prices for the items under the Provisional Sums to cover his overheads and profits | % | 0.1 | A429.6 | Contractor to quote ONLY for his percentage markup on the amount on the base prices for the items under the Provisional Sums to cover his overheads and profits | % | 0.1 | A429.6 | Contractor to quote ONLY for his percentage markup on the amount on the base prices for the items under the Provisional Sums to cover his overheads and profits | % | 0.1 | A429.6 | Contractor to quote ONLY for his percentage markup on the amount on the base prices for the items under the Provisional Sums to cover his overheads and profits | % | 0.1 | A429.6 | Contractor to quote ONLY for his percentage markup on the amount on the base prices for the items under the Provisional Sums to cover his overheads and profits | % | 0.1 | A429.6 | Contractor to quote ONLY for his percentage markup on the amount on the base prices for the items under the Provisional Sums to cover his overheads and profits | % | 0.1 | A429.6 | Contractor to quote ONLY for his percentage markup on the amount on the base prices for the items under the Provisional Sums to cover his overheads and profits | % | 0.1 | A429.6 | Contractor to quote ONLY for his percentage markup on the amount on the base prices for the items under the Provisional Sums to cover his overheads and profits | % | 0.1 | A429.6 | Contractor to quote ONLY for his percentage markup on the amount on the base prices for the items under the Provisional Sums to cover his overheads and profits | % | 0.1 | A429.6 | Contractor to quote ONLY for his percentage markup on the amount on the base prices for the items under the Provisional Sums to cover his overheads and profits | % | 0.1 | A429.6 | Contractor to quote ONLY for his percentage markup on the amount on the base prices for the items under the Provisional Sums to cover his overheads and profits | % | 0.1 | A429.6 | Contractor to quote ONLY for his percentage markup on the amount on the base prices for the items under the Provisional Sums to cover his overheads and profits | % | 0.1 | A429.6 | Contractor to quote ONLY for his percentage markup on the amount on the base prices for the items under the Provisional Sums to cover his overheads and profits | % | 0.1 | A429.6 | Contractor to quote ONLY for his percentage markup on the amount on the base prices for the items under the Provisional Sums to cover his overheads and profits | % | 0.1 | A429.6 | Contractor to quote ONLY for his percentage markup on the amount on the base prices for the items under the Provisional Sums to cover his overheads and profits | % | 0.1 | A429.6 | Contractor to quote ONLY for his percentage markup on the amount on the base prices for the items under the Provisional Sums to cover his overheads and profits | % | 0.1 | A429.6 | Contractor to quote ONLY for his percentage markup on the amount on the base prices for the items under the Provisional Sums to cover his overheads and profits | % | 0.1 | A429.6 | Contractor to quote ONLY for his percentage markup on the amount on the base prices for the items under the Provisional Sums to cover his overheads and profits | % | 0.1 | A429.6 | Contractor to quote ONLY for his percentage markup on the amount on the base prices for the items under the Provisional Sums to cover his overheads and profits | % | 0.1 | A429.6 | Contractor to quote ONLY for his percentage markup on the amount on the base prices for the items under the Provisional Sums to cover his overheads and profits | % | 0.1 | A429.6 | Contractor to quote ONLY for his percentage markup on the amount on the base prices for the items under the Provisional Sums to cover his overheads and profits | % | 0.1 | A429.6 | Contractor to quote ONLY for his percentage markup on the amount on the base prices for the items under the Provisional Sums to cover his overheads and profits | % | 0.1 | A429.6 | Contractor to quote ONLY for his percentage markup on the amount on the base prices for the items under the Provisional Sums to cover his overheads and profits | % | 0.1 | A429.6 | Contractor to quote ONLY for his percentage markup on the amount on the base prices for the items under the Provisional Sums to cover his overheads and profits | % | 0.1 | A429.6 | Contractor to quote ONLY for his percentage markup on the amount on the base prices for the items under the Provisional Sums to cover his overheads and profits | % | 0.1 | A429.6 | Contractor to quote ONLY for his percentage markup on the amount on the base prices for the items under the Provisional Sums to cover his overheads and profits | % | 0.1 | A429.6 | Contractor to quote ONLY for his percentage markup on the amount on the base prices for the items under the Provisional Sums to cover his overheads and profits | % | 0.1 | A429.6 | Contractor to quote ONLY for his percentage markup on the amount on the base prices for the items under the Provisional Sums to cover his overheads and profits | % | 0.1 | A429.6 | Contractor to quote ONLY for his percentage markup on the amount on the base prices for the items under the Provisional Sums to cover his overheads and profits | % | 0.1 | A429.6 | Contractor to quote ONLY for his percentage markup on the amount on the base prices for the items under the Provisional Sums to cover his overheads and profits | % | 0.1 | A429.6 | Contractor to quote ONLY for his percentage markup on the amount on the base prices for the items under the Provisional Sums to cover his overheads and profits | % | 0.1 | A429.6 | Contractor to quote ONLY for his percentage markup on the amount on the base prices for the items under the Provisional Sums to cover his overheads and profits | % | 0.1 | A429.6 | Contractor to quote ONLY for his percentage markup on the amount on the base prices for the items under the Provisional Sums to cover his overheads and profits | % | 0.1 | A429.6 | Contractor to quote ONLY for his percentage markup on the amount on the base prices for the items under the Provisional Sums to cover his overheads and profits | % | 0.1 | A429.6 | Contractor to quote ONLY for his percentage markup on the amount on the base prices for the items under the Provisional Sums to cover his overheads and profits | % | 0.1 | A429.6 | Contractor to quote ONLY for his percentage markup on the amount on the base prices for the items under the Provisional Sums to cover his overheads and profits | % | 0.1 | A429.6 | Contractor to quote ONLY for his percentage markup on the amount on the base prices for the items under the Provisional Sums to cover his overheads and profits | % | 0.1 | A429.6 | Contractor to quote ONLY for his percentage markup on the amount on the base prices for the items under the Provisional Sums to cover his overheads and profits | % | 0.1 | A429.6 | Contractor to quote ONLY for his percentage markup on the amount on the base prices for the items under the Provisional Sums to cover his overheads and profits | % | 0.1 | A429.6 | Contractor to quote ONLY for his percentage markup on the amount on the base prices for the items under the Provisional Sums to cover his overheads and profits | % | 0.1 | A429.6 | Contractor to quote ONLY for his percentage markup on the amount on the base prices for the items under the Provisional Sums to cover his overheads and profits | % | 0.1 | A429.6 | Contractor to quote ONLY for his percentage markup on the amount on the base prices for the items under the Provisional Sums to cover his overheads and profits | % | 0.1 | A429.6 | Contractor to quote ONLY for his percentage markup on the amount on the base prices for the items under the Provisional Sums to cover his overheads and profits | % | 0.1 | A429.6 | Contractor to quote ONLY for his percentage markup on the amount on the base prices for the items under the Provisional Sums to cover his overheads and profits | % | 0.1 | A429.6 | Contractor to quote ONLY for his percentage markup on the amount on the base prices for the items under the Provisional Sums to cover his overheads and profits | % | 0.1 | A429.6 | Contractor to quote ONLY for his percentage markup on the amount on the base prices for the items under the Provisional Sums to cover his overheads and profits | % | 0.1 | A429.6 | Contractor to quote ONLY for his percentage markup on the amount on the base prices for the items under the Provisional Sums to cover his overheads and profits | % | 0.1 | A429.6 | Contractor to quote ONLY for his percentage markup on the amount on the base prices for the items under the Provisional Sums to cover his overheads and profits | % | 0.1 | A429.6 | Contractor to quote ONLY for his percentage markup on the amount on the base prices for the items under the Provisional Sums to cover his overheads and profits | % | 0.1 | A429.6 | Contractor to quote ONLY for his percentage markup on the amount on the base prices for the items under the Provisional Sums to cover his overheads and profits | % | 0.1 | A429.6 | Contractor to quote ONLY for his percentage markup on the amount on the base prices for the items under the Provisional Sums to cover his overheads and profits | % | 0.1 | A429.6 | Contractor to quote ONLY for his percentage markup on the amount on the base prices for the items under the Provisional Sums to cover his overheads and profits | % | 0.1 | A429.6 | Contractor to quote ONLY for his percentage markup on the amount on the base prices for the items under the Provisional Sums to cover his overheads and profits | % | 0.1 | A429.6 | Contractor to quote ONLY for his percentage markup on the amount on the base prices for the items under the Provisional Sums to cover his overheads and profits | % | 0.1 | A429.6 | Contractor to quote ONLY for his percentage markup on the amount on the base prices for the items under the Provisional Sums to cover his overheads and profits | % | 0.1 | A429.6 | Contractor to quote ONLY for his percentage markup on the amount on the base prices for the items under the Provisional Sums to cover his overheads and profits | % | 0.1 | A429.6 | Contractor to quote ONLY for his percentage markup on the amount on the base prices for the items under the Provisional Sums to cover his overheads and profits | % | 0.1 | A429.6 | Contractor to quote ONLY for his percentage markup on the amount on the base prices for the items under the Provisional Sums to cover his overheads and profits | % | 0.1 | A429.6 | Contractor to quote ONLY for his percentage markup on the amount on the base prices for the items under the Provisional Sums to cover his overheads and profits | % | 0.1 | A429.6 | Contractor to quote ONLY for his percentage markup on the amount on the base prices for the items under the Provisional Sums to cover his overheads and profits | % | 0.1 | A429.6 | Contractor to quote ONLY for his percentage markup on the amount on the base prices for the items under the Provisional Sums to cover his overheads and profits | % | 0.1 | A429.6 | Contractor to quote ONLY for his percentage markup on the amount on the base prices for the items under the Provisional Sums to cover his overheads and profits | % | 0.1 | A429.6 | Contractor to quote ONLY for his percentage markup on the amount on the base prices for the items under the Provisional Sums to cover his overheads and profits | % | 0.1 | A429.6 | Contractor to quote ONLY for his percentage markup on the amount on the base prices for the items under the Provisional Sums to cover his overheads and profits | % | 0.1 | A429.6 | Contractor to quote ONLY for his percentage markup on the amount on the base prices for the items under the Provisional Sums to cover his overheads and profits | % | 0.1 | A429.6 | Contractor to quote ONLY for his percentage markup on the amount on the base prices for the items under the Provisional Sums to cover his overheads and profits | % | 0.1 | A429.6 | Contractor to quote ONLY for his percentage markup on the amount on the base prices for the items under the Provisional Sums to cover his overheads and profits | % | 0.1 | A429.6 | Contractor to quote ONLY for his percentage markup on the amount on the base prices for the items under the Provisional Sums to cover his overheads and profits | % | 0.1 | A429.6 | Contractor to quote ONLY for his percentage markup on the amount on the base prices for the items under the Provisional Sums to cover his overheads and profits | % | 0.1 | A429.6 | Contractor to quote ONLY for his percentage markup on the amount on the base prices for the items under the Provisional Sums to cover his overheads and profits | % | 0.1 | A429.6 | Contractor to quote ONLY for his percentage markup on the amount on the base prices for the items under the Provisional Sums to cover his overheads and profits | % | 0.1 | A429.6 | Contractor to quote ONLY for his percentage markup on the amount on the base prices for the items under the Provisional Sums to cover his overheads and profits | % | 0.1 | A429.6 | Contractor to quote ONLY for his percentage markup on the amount on the base prices for the items under the Provisional Sums to cover his overheads and profits | % | 0.1 | A429.6 | Contractor to quote ONLY for his percentage markup on the amount on the base prices for the items under the Provisional Sums to cover his overheads and profits | % | 0.1 | A429.6 | Contractor to quote ONLY for his percentage markup on the amount on the base prices for the items under the Provisional Sums to cover his overheads and profits | % | 0.1 | A429.6 | Contractor to quote ONLY for his percentage markup on the amount on the base prices for the items under the Provisional Sums to cover his overheads and profits | % | 0.1 | A429.6 | Contractor to quote ONLY for his percentage markup on the amount on the base prices for the items under the Provisional Sums to cover his overheads and profits | % | 0.1 | A429.6 | Contractor to quote ONLY for his percentage markup on the amount on the base prices for the items under the Provisional Sums to cover his overheads and profits | % | 0.1 | A429.6 | Contractor to quote ONLY for his percentage markup on the amount on the base prices for the items under the Provisional Sums to cover his overheads and profits | % | 0.1 | A429.6 | Contractor to quote ONLY for his percentage markup on the amount on the base prices for the items under the Provisional Sums to cover his overheads and profits | % | 0.1 | A429.6 | Contractor to quote ONLY for his percentage markup on the amount on the base prices for the items under the Provisional Sums to cover his overheads and profits | % | 0.1 | A429.6 | Contractor to quote ONLY for his percentage markup on the amount on the base prices for the items under the Provisional Sums to cover his overheads and profits | % | 0.1 | A429.6 | Contractor to quote ONLY for his percentage markup on the amount on the base prices for the items under the Provisional Sums to cover his overheads and profits | % | 0.1 | A429.6 | Contractor to quote ONLY for his percentage markup on the amount on the base prices for the items under the Provisional Sums to cover his overheads and profits | % | 0.1 | A429.6 | Contractor to quote ONLY for his percentage markup on the amount on the base prices for the items under the Provisional Sums to cover his overheads and profits | % | 0.1 | A429.6 | Contractor to quote ONLY for his percentage markup on the amount on the base prices for the items under the Provisional Sums to cover his overheads and profits | % | 0.1 | A429.6 | Contractor to quote ONLY for his percentage markup on the amount on the base prices for the items under the Provisional Sums to cover his overheads and profits | % | 0.1 | A429.6 | Contractor to quote ONLY for his percentage markup on the amount on the base prices for the items under the Provisional Sums to cover his overheads and profits | % | 0.1 | A429.6 | Contractor to quote ONLY for his percentage markup on the amount on the base prices for the items under the Provisional Sums to cover his overheads and profits | % | 0.1 | A429.6 | Contractor to quote ONLY for his percentage markup on the amount on the base prices for the items under the Provisional Sums to cover his overheads and profits | % | 0.1 | A429.6 | Contractor to quote ONLY for his percentage markup on the amount on the base prices for the items under the Provisional Sums to cover his overheads and profits | % | 0.1 | A429.6 | Contractor to quote ONLY for his percentage markup on the amount on the base prices for the items under the Provisional Sums to cover his overheads and profits | % | 0.1 | A429.6 | Contractor to quote ONLY for his percentage markup on the amount on the base prices for the items under the Provisional Sums to cover his overheads and profits | % | 0.1 | A429.6 | Contractor to quote ONLY for his percentage markup on the amount on the base prices for the items under the Provisional Sums to cover his overheads and profits | % | 0.1 | A429.6 | Contractor to quote ONLY for his percentage markup on the amount on the base prices for the items under the Provisional Sums to cover his overheads and profits | % | 0.1 | A429.6 | Contractor to quote ONLY for his percentage markup on the amount on the base prices for the items under the Provisional Sums to cover his overheads and profits | % | 0.1 | A429.6 | Contractor to quote ONLY for his percentage markup on the amount on the base prices for the items under the Provisional Sums to cover his overheads and profits | % | 0.1 | A429.6 | Contractor to quote ONLY for his percentage markup on the amount on the base prices for the items under the Provisional Sums to cover his overheads and profits | % | 0.1 | A429.6 | Contractor to quote ONLY for his percentage markup on the amount on the base prices for the items under the Provisional Sums to cover his overheads and profits | % | 0.1 | A429.6 | Contractor to quote ONLY for his percentage markup on the amount on the base prices for the items under the Provisional Sums to cover his overheads and profits | % | 0.1 | A429.6 | Contractor to quote ONLY for his percentage markup on the amount on the base prices for the items under the Provisional Sums to cover his overheads and profits | % | 0.1 | A429.6 | Contractor to quote ONLY for his percentage markup on the amount on the base prices for the items under the Provisional Sums to cover his overheads and profits | % | 0.1 | A429.6 | Contractor to quote ONLY for his percentage markup on the amount on the base prices for the items under the Provisional Sums to cover his overheads and profits | % | 0.1 | A429.6 | Contractor to quote ONLY for his percentage markup on the amount on the base prices for the items under the Provisional Sums to cover his overheads and profits | % | 0.1 | A429.6 | Contractor to quote ONLY for his percentage markup on the amount on the base prices for the items under the Provisional Sums to cover his overheads and profits | % | 0.1 | A429.6 | Contractor to quote ONLY for his percentage markup on the amount on the base prices for the items under the Provisional Sums to cover his overheads and profits | % | 0.1 | A429.6 | Contractor to quote ONLY for his percentage markup on the amount on the base prices for the items under the Provisional Sums to cover his overheads and profits | % | 0.1 | A429.6 | Contractor to quote ONLY for his percentage markup on the amount on the base prices for the items under the Provisional Sums to cover his overheads and profits | % | 0.1 | A429.6 | Contractor to quote ONLY for his percentage markup on the amount on the base prices for the items under the Provisional Sums to cover his overheads and profits | % | 0.1 | A429.6 | Contractor to quote ONLY for his percentage markup on the amount on the base prices for the items under the Provisional Sums to cover his overheads and profits | % | 0.1 | A429.6 | Contractor to quote ONLY for his percentage markup on the amount on the base prices for the items under the Provisional Sums to cover his overheads and profits | % | 0.1 | A429.6 | Contractor to quote ONLY for his percentage markup on the amount on the base prices for the items under the Provisional Sums to cover his overheads and profits | % | 0.1 | A429.6 | Contractor to quote ONLY for his percentage markup on the amount on the base prices for the items under the Provisional Sums to cover his overheads and profits | % | 0.1 | A429.6 | Contractor to quote ONLY for his percentage markup on the amount on the base prices for the items under the Provisional Sums to cover his overheads and profits | % | 0.1 | A429.6 | Contractor to quote ONLY for his percentage markup on the amount on the base prices for the items under the Provisional Sums to cover his overheads and profits | % | 0.1 | A429.6 | Contractor to quote ONLY for his percentage markup on the amount on the base prices for the items under the Provisional Sums to cover his overheads and profits | % | 0.1 | A429.6 | Contractor to quote ONLY for his percentage markup on the amount on the base prices for the items under the Provisional Sums to cover his overheads and profits | % | 0.1 | A429.6 | Contractor to quote ONLY for his percentage markup on the amount on the base prices for the items under the Provisional Sums to cover his overheads and profits | % | 0.1 | A429.6 | Contractor to quote ONLY for his percentage markup on the amount on the base prices for the items under the Provisional Sums to cover his overheads and profits | % | 0.1 | A429.6 | Contractor to quote ONLY for his percentage markup on the amount on the base prices for the items under the Provisional Sums to cover his overheads and profits | % | 0.1 | A429.6 | Contractor to quote ONLY for his percentage markup on the amount on the base prices for the items under the Provisional Sums to cover his overheads and profits | % | 0.1 | A429.6 | Contractor to quote ONLY for his percentage markup on the amount on the base prices for the items under the Provisional Sums to cover his overheads and profits | % | 0.1 | A429.6 | Contractor to quote ONLY for his percentage markup on the amount on the base prices for the items under the Provisional Sums to cover his overheads and profits | % | 0.1 | A429.6 | Contractor to quote ONLY for his percentage markup on the amount on the base prices for the items under the Provisional Sums to cover his overheads and profits | % | 0.1 | A429.6 | Contractor to quote ONLY for his percentage markup on the amount on the base prices for the items under the Provisional Sums to cover his overheads and profits | % | 0.1 | A429.6 | Contractor to quote ONLY for his percentage markup on the amount on the base prices for the items under the Provisional Sums to cover his overheads and profits | % | 0.1 | A429.6 | Contractor to quote ONLY for his percentage markup on the amount on the base prices for the items under the Provisional Sums to cover his overheads and profits | % | 0.1 | A429.6 | Contractor to quote ONLY for his percentage markup on the amount on the base prices for the items under the Provisional Sums to cover his overheads and profits | % | 0.1 | A429.6 | Contractor to quote ONLY for his percentage markup on the amount on the base prices for the items under the Provisional Sums to cover his overheads and profits | % | 0.1 | A429.6 | Contractor to quote ONLY for his percentage markup on the amount on the base prices for the items under the Provisional Sums to cover his overheads and profits | % | 0.1 | A429.6 | Contractor to quote ONLY for his percentage markup on the amount on the base prices for the items under the Provisional Sums to cover his overheads and profits | % | 0.1 | A429.6 | Contractor to quote ONLY for his percentage markup on the amount on the base prices for the items under the Provisional Sums to cover his overheads and profits | % | 0.1 | A429.6 | Contractor to quote ONLY for his percentage markup on the amount on the base prices for the items under the Provisional Sums to cover his overheads and profits | % | 0.1 | A429.6 | Contractor to quote ONLY for his percentage markup on the amount on the base prices for the items under the Provisional Sums to cover his overheads and profits | % | 0.1 | A429.6 | Contractor to quote ONLY for his percentage markup on the amount on the base prices for the items under the Provisional Sums to cover his overheads and profits | % | 0.1 | A429.6 | Contractor to quote ONLY for his percentage markup on the amount on the base prices for the items under the Provisional Sums to cover his overheads and profits | % | 0.1 | A429.6 | Contractor to quote ONLY for his percentage markup on the amount on the base prices for the items under the Provisional Sums to cover his overheads and profits | % | 0.1 | A429.6 | Contractor to quote ONLY for his percentage markup on the amount on the base prices for the items under the Provisional Sums to cover his overheads and profits | % | 0.1 | A429.6 | Contractor to quote ONLY for his percentage markup on the amount on the base prices for the items under the Provisional Sums to cover his overheads and profits | % | 0.1 | A429.6 | Contractor to quote ONLY for his percentage markup on the amount on the base prices for the items under the Provisional Sums to cover his overheads and profits | % | 0.1 | A429.6 | Contractor to quote ONLY for his percentage markup on the amount on the base prices for the items under the Provisional Sums to cover his overheads and profits | % | 0.1 | A429.6 | Contractor to quote ONLY for his percentage markup on the amount on the base prices for the items under the Provisional Sums to cover his overheads and profits | % | 0.1 | A429.6 | Contractor to quote ONLY for his percentage markup on the amount on the base prices for the items under the Provisional Sums to cover his overheads and profits | % | 0.1 | A429.6 | Contractor to quote ONLY for his percentage markup on the amount on the base prices for the items under the Provisional Sums to cover his overheads and profits | % | 0.1 | A429.6 | Contractor to quote ONLY for his percentage markup on the amount on the base prices for the items under the Provisional Sums to cover his overheads and profits | % | 0.1 | A429.6 | Contractor to quote ONLY for his percentage markup on the amount on the base prices for the items under the Provisional Sums to cover his overheads and profits | % | 0.1 | A429.6 | Contractor to quote ONLY for his percentage markup on the amount on the base prices for the items under the Provisional Sums to cover his overheads and profits | % | 0.1 | A429.6 | Contractor to quote ONLY for his percentage markup on the amount on the base prices for the items under the Provisional Sums to cover his overheads and profits | % | 0.1 | A429.6 | Contractor to quote ONLY for his percentage markup on the amount on the base prices for the items under the Provisional Sums to cover his overheads and profits | % | 0.1 | A429.6 | Contractor to quote ONLY for his percentage markup on the amount on the base prices for the items under the Provisional Sums to cover his overheads and profits | % | 0.1 | A429.6 | Contractor to quote ONLY for his percentage markup on the amount on the base prices for the items under the Provisional Sums to cover his overheads and profits | % | 0.1 | A429.6 | Contractor to quote ONLY for his percentage markup on the amount on the base prices for the items under the Provisional Sums to cover his overheads and profits | % | 0.1 | A429.6 | Contractor to quote ONLY for his percentage markup on the amount on the base prices for the items under the Provisional Sums to cover his overheads and profits | % | 0.1 | A429.6 | Contractor to quote ONLY for his percentage markup on the amount on the base prices for the items under the Provisional Sums to cover his overheads and profits | % | 0.1 | A429.6 | Contractor to quote ONLY for his percentage markup on the amount on the base prices for the items under the Provisional Sums to cover his overheads and profits | % | 0.1 | A429.6 | Contractor to quote ONLY for his percentage markup on the amount on the base prices for the items under the Provisional Sums to cover his overheads and profits | % | 0.1 | A429.6 | Contractor to quote ONLY for his percentage markup on the amount on the base prices for the items under the Provisional Sums to cover his overheads and profits | % | 0.1 | A429.6 | Contractor to quote ONLY for his percentage markup on the amount on the base prices for the items under the Provisional Sums to cover his overheads and profits | % | 0.1 | A429.6 | Contractor to quote ONLY for his percentage markup on the amount on the base prices for the items under the Provisional Sums to cover his overheads and profits | % | 0.1 | A429.6 | Contractor to quote ONLY for his percentage markup on the amount on the base prices for the items under the Provisional Sums to cover his overheads and profits | % | 0.1 | A429.6 | Contractor to quote ONLY for his percentage markup on the amount on the base prices for the items under the Provisional Sums to cover his overheads and profits | % | 0.1 | A429.6 | Contractor to quote ONLY for his percentage markup on the amount on the base prices for the items under the Provisional Sums to cover his overheads and profits | % | 0.1 | A429.6 | Contractor to quote ONLY for his percentage markup on the amount on the base prices for the items under the Provisional Sums to cover his overheads and profits | % | 0.1 | A429.6 | Contractor to quote ONLY for his percentage markup on the amount on the base prices for the items under the Provisional Sums to cover his overheads and profits | % | 0.1 | A429.6 | Contractor to quote ONLY for his percentage markup on the amount on the base prices for the items under the Provisional Sums to cover his overheads and profits | % | 0.1 | A429.6 | Contractor to quote ONLY for his percentage markup on the amount on the base prices for the items under the Provisional Sums to cover his overheads and profits | % | 0.1 | A429.6 | Contractor to quote ONLY for his percentage markup on the amount on the base prices for the items under the Provisional Sums to cover his overheads and profits | % | 0.1 | A429.6 | Contractor to quote ONLY for his percentage markup on the amount on the base prices for the items under the Provisional Sums to cover his overheads and profits | % | 0.1 | A429.6 | Contractor to quote ONLY for his percentage markup on the amount on the base prices for the items under the Provisional Sums to cover his overheads and profits | % | 0.1 | A429.6 | Contractor to quote ONLY for his percentage markup on the amount on the base prices for the items under the Provisional Sums to cover his overheads and profits | % | 0.1 | A429.6 | Contractor to quote ONLY for his percentage markup on the amount on the base prices for the items under the Provisional Sums to cover his overheads and profits | % | 0.1 | A429.6 | Contractor to quote ONLY for his percentage markup on the amount on the base prices for the items under the Provisional Sums to cover his overheads and profits | % | 0.1 | A429.6 | Contractor to quote ONLY for his percentage markup on the amount on the base prices for the items under the Provisional Sums to cover his overheads and profits | % | 0.1 | A429.6 | Contractor to quote ONLY for his percentage markup on the amount on the base prices for the items under the Provisional Sums to cover his overheads and profits | % | 0.1 | A429.6 | Contractor to quote ONLY for his percentage markup on the amount on the base prices for the items under the Provisional Sums to cover his overheads and profits | % | 0.1 | A429.6 | Contractor to quote ONLY for his percentage markup on the amount on the base prices for the items under the Provisional Sums to cover his overheads and profits | % | 0.1 | A429.6 | Contractor to quote ONLY for his percentage markup on the amount on the base prices for the items under the Provisional Sums to cover his overheads and profits | % | 0.1 | A429.6 | Contractor to quote ONLY for his percentage markup on the amount on the base prices for the items under the Provisional Sums to cover his overheads and profits | % | 0.1 | A429.6 | Contractor to quote ONLY for his percentage markup on the amount on the base prices for the items under the Provisional Sums to cover his overheads and profits | % | 0.1 | A429.6 | Contractor to quote ONLY for his percentage markup on the amount on the base prices for the items under the Provisional Sums to cover his overheads and profits | % | 0.1 | A429.6 | Contractor to quote ONLY for his percentage markup on the amount on the base prices for the items under the Provisional Sums to cover his overheads and profits | % | 0.1 | A429.6 | Contractor to quote ONLY for his percentage markup on the amount on the base prices for the items under the Provisional Sums to cover his overheads and profits | % | 0.1 | A429.6 | Contractor to quote ONLY for his percentage markup on the amount on the base prices for the items under the Provisional Sums to cover his overheads and profits | % | 0.1 | A429.6 | Contractor to quote ONLY for his percentage markup on the amount on the base prices for the items under the Provisional Sums to cover his overheads and profits | % | 0.1 | A429.6 | Contractor to quote ONLY for his percentage markup on the amount on the base prices for the items under the Provisional Sums to cover his overheads and profits | % | 0.1 | A429.6 | Contractor to quote ONLY for his percentage markup on the amount on the base prices for the items under the Provisional Sums to cover his overheads and profits | % | 0.1 | A429.6 | Contractor to quote ONLY for his percentage markup on the amount on the base prices for the items under the Provisional Sums to cover his overheads and profits | % | 0.1 | A429.6 | Contractor to quote ONLY for his percentage markup on the amount on the base prices for the items under the Provisional Sums to cover his overheads and profits | % | 0.1 | A429.6 | Contractor to quote ONLY for his percentage markup on the amount on the base prices for the items under the Provisional Sums to cover his overheads and profits | % | 0.1 | A429.6 | Contractor to quote ONLY for his percentage markup on the amount on the base prices for the items under the Provisional Sums to cover his overheads and profits | % | 0.1 | A429.6 | Contractor to quote ONLY for his percentage markup on the amount on the base prices for the items under the Provisional Sums to cover his overheads and profits | % | 0.1 | A429.6 | Contractor to quote ONLY for his percentage markup on the amount on the base prices for the items under the Provisional Sums to cover his overheads and profits | % | 0.1 | A429.6 | Contractor to quote ONLY for his percentage markup on the amount on the base prices for the items under the Provisional Sums to cover his overheads and profits | % | 0.1 | A429.6 | Contractor to quote ONLY for his percentage markup on the amount on the base prices for the items under the Provisional Sums to cover his overheads and profits | % | 0.1 | A429.6 | Contractor to quote ONLY for his percentage markup on the amount on the base prices for the items under the Provisional Sums to cover his overheads and profits | % | 0.1 | A429.6 | Contractor to quote ONLY for his percentage markup on the amount on the base prices for the items under the Provisional Sums to cover his overheads and profits | % | 0.1 | A429.6 | Contractor to quote ONLY for his percentage markup on the amount on the base prices for the items under the Provisional Sums to cover his overheads and profits | % | 0.1 | A429.6 | Contractor to quote ONLY for his percentage markup on the amount on the base prices for the items under the Provisional Sums to cover his overheads and profits | % | 0.1 | A429.6 | Contractor to quote ONLY for his percentage markup on the amount on the base prices for the items under the Provisional Sums to cover his overheads and profits | % | 0.1 | A429.6 | Contractor to quote ONLY for his percentage markup on the amount on the base prices for the items under the Provisional Sums to cover his overheads and profits | % | 0.1 | A429.6 | Contractor to quote ONLY for his percentage markup on the amount on the base prices for the items under the Provisional Sums to cover his overheads and profits | % | 0.1 | A429.6 | Contractor to quote ONLY for his percentage markup on the amount on the base prices for the items under the Provisional Sums to cover his overheads and profits | % | 0.1 | A429.6 | Contractor to quote ONLY for his percentage markup on the amount on the base prices for the items under the Provisional Sums to cover his overheads and profits | % | 0.1 | A429.6 | Contractor to quote ONLY for his percentage markup on the amount on the base prices for the items under the Provisional Sums to cover his overheads and profits | % | 0.1 | A429.6 | Contractor to quote ONLY for his percentage markup on the amount on the base prices for the items under the Provisional Sums to cover his overheads and profits | % | 0.1 | A429.6 | Contractor to quote ONLY for his percentage markup on the amount on the base prices for the items under the Provisional Sums to cover his overheads and profits | % | 0.1 | A429.6 | Contractor to quote ONLY for his percentage markup on the amount on the base prices for the items under the Provisional Sums to cover his overheads and profits | % | 0.1 | A429.6 | Contractor to quote ONLY for his percentage markup on the amount on the base prices for the items under the Provisional Sums to cover his overheads and profits | % | 0.1 | A429.6 | Contractor to quote ONLY for his percentage markup on the amount on the base prices for the items under the Provisional Sums to cover his overheads and profits | % | 0.1 | A429.6 | Contractor to quote ONLY for his percentage markup on the amount on the base prices for the items under the Provisional Sums to cover his overheads and profits | % | 0.1 | A429.6 | Contractor to quote ONLY for his percentage markup on the amount on the base prices for the items under the Provisional Sums to cover his overheads and profits | % | 0.1 | A429.6 | Contractor to quote ONLY for his percentage markup on the amount on the base prices for the items under the Provisional Sums to cover his overheads and profits | % | 0.1 | A429.6 | Contractor to quote ONLY for his percentage markup on the amount on the base prices for the items under the Provisional Sums to cover his overheads and profits | % | 0.1 | A429.6 | Contractor to quote ONLY for his percentage markup on the amount on the base prices for the items under the Provisional Sums to cover his overheads and profits | % | 0.1 | A429.6 | Contractor to quote ONLY for his percentage markup on the amount on the base prices for the items under the Provisional Sums to cover his overheads and profits | % | 0.1 | A429.6 | Contractor to quote ONLY for his percentage markup on the amount on the base prices for the items under the Provisional Sums to cover his overheads and profits | % | 0.1 | A429.6 | Contractor to quote ONLY for his percentage markup on the amount on the base prices for the items under the Provisional Sums to cover his overheads and profits | % | 0.1 | A429.6 | Contractor to quote ONLY for his percentage markup on the amount on the base prices for the items under the Provisional Sums to cover his overheads and profits | % | 0.1 | A429.6 | Contractor to quote ONLY for his percentage markup on the amount on the base prices for the items under the Provisional Sums to cover his overheads and profits | % | 0.1 | A429.6 | Contractor to quote ONLY for his percentage markup on the amount on the base prices for the items under the Provisional Sums to cover his overheads and profits | % | 0.1 | A429.6 | Contractor to quote ONLY for his percentage markup on the amount on the base prices for the items under the Provisional Sums to cover his overheads and profits | % | 0.1 | A429.6 | Contractor to quote ONLY for his percentage markup on the amount on the base prices for the items under the Provisional Sums to cover his overheads and profits | % | 0.1 | A429.6 | Contractor to quote ONLY for his percentage markup on the amount on the base prices for the items under the Provisional Sums to cover his overheads and profits | % | 0.1 | A429.6 | Contractor to quote ONLY for his percentage markup on the amount on the base prices for the items under the Provisional Sums to cover his overheads and profits | % | 0.1 | A429.6 | Contractor to quote ONLY for his percentage markup on the amount on the base prices for the items under the Provisional Sums to cover his overheads and profits | % | 0.1 | A429.6 | Contractor to quote ONLY for his percentage markup on the amount on the base prices for the items under the Provisional Sums to cover his overheads and profits | % | 0.1 | A429.6 | Contractor to quote ONLY for his percentage markup on the amount on the base prices for the items under the Provisional Sums to cover his overheads and profits | % | 0.1 | A429.6 | Contractor to quote ONLY for his percentage markup on the amount on the base prices for the items under the Provisional Sums to cover his overheads and profits | % | 0.1 | A429.6 | Contractor to quote ONLY for his percentage markup on the amount on the base prices for the items under the Provisional Sums to cover his overheads and profits | % | 0.1 | A429.6 | Contractor to quote ONLY for his percentage markup on the amount on the base prices for the items under the Provisional Sums to cover his overheads and profits | % | 0.1 | A429.6 | Contractor to quote ONLY for his percentage markup on the amount on the base prices for the items under the Provisional Sums to cover his overheads and profits | % | 0.1 | A429.6 | Contractor to quote ONLY for his percentage markup on the amount on the base prices for the items under the Provisional Sums to cover his overheads and profits | % | 0.1 | A429.6 | Contractor to quote ONLY for his percentage markup on the amount on the base prices for the items under the Provisional Sums to cover his overheads and profits | % | 0.1 | A429.6 | Contractor to quote ONLY for his percentage markup on the amount on the base prices for the items under the Provisional Sums to cover his overheads and profits | % | 0.1 | A429.6 | Contractor to quote ONLY for his percentage markup on the amount on the base prices for the items under the Provisional Sums to cover his overheads and profits | % | 0.1 | A429.6 | Contractor to quote ONLY for his percentage markup on the amount on the base prices for the items under the Provisional Sums to cover his overheads and profits | % | 0.1 | A429.6 | Contractor to quote ONLY for his percentage markup on the amount on the base prices for the items under the Provisional Sums to cover his overheads and profits | % | 0.1 | A429.6 | Contractor to quote ONLY for his percentage markup on the amount on the base prices for the items under the Provisional Sums to cover his overheads and profits | % | 0.1 | A429.6 | Contractor to quote ONLY for his percentage markup on the amount on the base prices for the items under the Provisional Sums to cover his overheads and profits | % | 0.1 | A429.6 | Contractor to quote ONLY for his percentage markup on the amount on the base prices for the items under the Provisional Sums to cover his overheads and profits | % | 0.1 | A429.6 | Contractor to quote ONLY for his percentage markup on the amount on the base prices for the items under the Provisional Sums to cover his overheads and profits | % | 0.1 | A429.6 | Contractor to quote ONLY for his percentage markup on the amount on the base prices for the items under the Provisional Sums to cover his overheads and profits | % | 0.1 | A429.6 | Contractor to quote ONLY for his percentage markup on the amount on the base prices for the items under the Provisional Sums to cover his overheads and profits | % | 0.1 | A429.6 | Contractor to quote ONLY for his percentage markup on the amount on the base prices for the items under the Provisional Sums to cover his overheads and profits | % | 0.1 | A429.6 | Contractor to quote ONLY for his percentage markup on the amount on the base prices for the items under the Provisional Sums to cover his overheads and profits | % | 0.1 | A429.6 | Contractor to quote ONLY for his percentage markup on the amount on the base prices for the items under the Provisional Sums to cover his overheads and profits | % | 0.1 | A429.6 | Contractor to quote ONLY for his percentage markup on the amount on the base prices for the items under the Provisional Sums to cover his overheads and profits | % | 0.1 | A429.6 | Contractor to quote ONLY for his percentage markup on the amount on the base prices for the items under the Provisional Sums to cover his overheads and profits | % | 0.1 | A429.6 | Contractor to quote ONLY for his percentage markup on the amount on the base prices for the items under the Provisional Sums to cover his overheads and profits | % | 0.1 | A429.6 | Contractor to quote ONLY for his percentage markup on the amount on the base prices for the items under the Provisional Sums to cover his overheads and profits | % | 0.1 | A429.6 | Contractor to quote ONLY for his percentage markup on the amount on the base prices for the items under the Provisional Sums to cover his overheads and profits | % | 0.1 | A429.6 | Contractor to quote ONLY for his percentage markup on the amount on the base prices for the items under the Provisional Sums to cover his overheads and profits | % | 0.1 | A429.6 | Contractor to quote ONLY for his percentage markup on the amount on the base prices for the items under the Provisional Sums to cover his overheads and profits | % | 0.1 | A429.6 | Contractor to quote ONLY for his percentage markup on the amount on the base prices for the items under the Provisional Sums to cover his overheads and profits | % | 0.1 | A429.6 | Contractor to quote ONLY for his percentage markup on the amount on the base prices for the items under the Provisional Sums to cover his overheads and profits | % | 0.1 | A429.6 | Contractor to quote ONLY for his percentage markup on the amount on the base prices for the items under the Provisional Sums to cover his overheads and profits | % | 0.1 | A429.6 | Contractor to quote ONLY for his percentage markup on the amount on the base prices for the items under the Provisional Sums to cover his overheads and profits | % | 0.1 | A429.6 | Contractor to quote ONLY for his percentage markup on the amount on the base prices for the items under the Provisional Sums to cover his overheads and profits | % | 0.1 | A429.6 | Contractor to quote ONLY for his percentage markup on the amount on the base prices for the items under the Provisional Sums to cover his overheads and profits | % | 0.1 | A429.6 | Contractor to quote ONLY for his percentage markup on the amount on the base prices for the items under the Provisional Sums to cover his overheads and profits | % | 0.1 | A429.6 | Contractor to quote ONLY for his percentage markup on the amount on the base prices for the items under the Provisional Sums to cover his overheads and profits | % | 0.1 | A429.6 | Contractor to quote ONLY for his percentage markup on the amount on the base prices for the items under the Provisional Sums to cover his overheads and profits | % | 0.1 | A429.6 | Contractor to quote ONLY for his percentage markup on the amount on the base prices for the items under the Provisional Sums to cover his overheads and profits | % | 0.1 | A429.6 | Contractor to quote ONLY for his percentage markup on the amount on the base prices for the items under the Provisional Sums to cover his overheads and profits | % | 0.1 | A429.6 | Contractor to quote ONLY for his percentage markup on the amount on the base prices for the items under the Provisional Sums to cover his overheads and profits | % | 0.1 | A429.6 | Contractor to quote ONLY for his percentage markup on the amount on the base prices for the items under the Provisional Sums to cover his overheads and profits | % | 0.1 | A429.6 | Contractor to quote ONLY for his percentage markup on the amount on the base prices for the items under the Provisional Sums to cover his overheads and profits | % | 0.1 | A429.6 | Contractor to quote ONLY for his percentage markup on the amount on the base prices for the items under the Provisional Sums to cover his overheads and profits | % | 0.1 | A429.6 | Contractor to quote ONLY for his percentage markup on the amount on the base prices for the items under the Provisional Sums to cover his overheads and profits | % | 0.1 | A429.6 | Contractor to quote ONLY for his percentage markup on the amount on the base prices for the items under the Provisional Sums to cover his overheads and profits | % | 0.1 | A429.6 | Contractor to quote ONLY for his percentage markup on the amount on the base prices for the items under the Provisional Sums to cover his overheads and profits | % | 0.1 | A429.6 | Contractor to quote ONLY for his percentage markup on the amount on the base prices for the items under the Provisional Sums to cover his overheads and profits | % | 0.1 | A429.6 | Contractor to quote ONLY for his percentage markup on the amount on the base prices for the items under the Provisional Sums to cover his overheads and profits | % | 0.1 | A429.6 | Contractor to quote ONLY for his percentage markup on the amount on the base prices for the items under the Provisional Sums to cover his overheads and profits | % | 0.1 | A429.6 | Contractor to quote ONLY for his percentage markup on the amount on the base prices for the items under the Provisional Sums to cover his overheads and profits | % | 0.1 | A429.6 | Contractor to quote ONLY for his percentage markup on the amount on the base prices for the items under the Provisional Sums to cover his overheads and profits | % | 0.1 | A429.6 | Contractor to quote ONLY for his percentage markup on the amount on the base prices for the items under the Provisional Sums to cover his overheads and profits | % | 0.1 | A429.6 | Contractor to quote ONLY for his percentage markup on the amount on the base prices for the items under the Provisional Sums to cover his overheads and profits | % | 0.1 | A429.6 | Contractor to quote ONLY for his percentage markup on the amount on the base prices for the items under the Provisional Sums to cover his overheads and profits | % | 0.1 | A429.6 | Contractor to quote ONLY for his percentage markup on the amount on the base prices for the items under the Provisional Sums to cover his overheads and profits | % | 0.1 | A429.6 | Contractor to quote ONLY for his percentage markup on the amount on the base prices for the items under the Provisional Sums to cover his overheads and profits | % | 0.1 | A429.6 | Contractor to quote ONLY for his percentage markup on the amount on the base prices for the items under the Provisional Sums to cover his overheads and profits | % | 0.1 | A429.6 | Contractor to quote ONLY for his percentage markup on the amount on the base prices for the items under the Provisional Sums to cover his overheads and profits | % | 0.1 | A429.6 | Contractor to quote ONLY for his percentage markup on the amount on the base prices for the items under the Provisional Sums to cover his overheads and profits | % | 0.1 | A429.6 | Contractor to quote ONLY for his percentage markup on the amount on the base prices for the items under the Provisional Sums to cover his overheads and profits | % | 0.1 | A429.6 | Contractor to quote ONLY for his percentage markup on the amount on the base prices for the items under the Provisional Sums to cover his overheads and profits | % | 0.1 | A429.6 | Contractor to quote ONLY for his percentage markup on the amount on the base prices for the items under the Provisional Sums to cover his overheads and profits | % | 0.1 | A429.6 | Contractor to quote ONLY for his percentage markup on the amount on the base prices for the items under the Provisional Sums to cover his overheads and profits | % | 0.1 | A429.6 | Contractor to quote ONLY for his percentage markup on the amount on the base prices for the items under the Provisional Sums to cover his overheads and profits | % | 0.1 | A429.6 | Contractor to quote ONLY for his percentage markup on the amount on the base prices for the items under the Provisional Sums to cover his overheads and profits | % | 0.1 | A429.6 | Contractor to quote ONLY for his percentage markup on the amount on the base prices for the items under the Provisional Sums to cover his overheads and profits | % | 0.1 | A429.6 | Contractor to quote ONLY for his percentage markup on the amount on the base prices for the items under the Provisional Sums to cover his overheads and profits | % | 0.1 | A429.6 | Contractor to quote ONLY for his percentage markup on the amount on the base prices for the items under the Provisional Sums to cover his overheads and profits | % | 0.1 | A429.6 | Contractor to quote ONLY for his percentage markup on the amount on the base prices for the items under the Provisional Sums to cover his overheads and profits | % | 0.1 | A429.6 | Contractor to quote ONLY for his percentage markup on the amount on the base prices for the items under the Provisional Sums to cover his overheads and profits | % | 0.1 | A429.6 | Contractor to quote ONLY for his percentage markup on the amount on the base prices for the items under the Provisional Sums to cover his overheads and profits | % | 0.1 | A429.6 | Contractor to quote ONLY for his percentage markup on the amount on the base prices for the items under the Provisional Sums to cover his overheads and profits | % | 0.1 | A429.6 | Contractor to quote ONLY for his percentage markup on the amount on the base prices for the items under the Provisional Sums to cover his overheads and profits | % | 0.1 | A429.6 | Contractor to quote ONLY for his percentage markup on the amount on the base prices for the items under the Provisional Sums to cover his overheads and profits | % | 0.1 | A429.6 | Contractor to quote ONLY for his percentage markup on the amount on the base prices for the items under the Provisional Sums to cover his overheads and profits | % | 0.1 | A429.6 | Contractor to quote ONLY for his percentage markup on the amount on the base prices for the items under the Provisional Sums to cover his overheads and profits | % | 0.1 | A429.6 | Contractor to quote ONLY for his percentage markup on the amount on the base prices for the items under the Provisional Sums to cover his overheads and profits | % | 0.1 | A429.6 | Contractor to quote ONLY for his percentage markup on the amount on the base prices for the items under the Provisional Sums to cover his overheads and profits | % | 0.1 | A429.6 | Contractor to quote ONLY for his percentage markup on the amount on the base prices for the items under the Provisional Sums to cover his overheads and profits | % | 0.1 | A429.6 | Contractor to quote ONLY for his percentage markup on the amount on the base prices for the items under the Provisional Sums to cover his overheads and profits | % | 0.1 | A429.6 | Contractor to quote ONLY for his percentage markup on the amount on the base prices for the items under the Provisional Sums to cover his overheads and profits | % | 0.1 | A429.6 | Contractor to quote ONLY for his percentage markup on the amount on the base prices for the items under the Provisional Sums to cover his overheads and profits | % | 0.1 | A429.6 | Contractor to quote ONLY for his percentage markup on the amount on the base prices for the items under the Provisional Sums to cover his overheads and profits | % | 0.1 | A429.6 | Contractor to quote ONLY for his percentage markup on the amount on the base prices for the items under the Provisional Sums to cover his overheads and profits | % | 0.1 | A429.6 | Contractor to quote ONLY for his percentage markup on the amount on the base prices for the items under the Provisional Sums to cover his overheads and profits | % | 0.1 | A429.6 | Contractor to quote ONLY for his percentage markup on the amount on the base prices for the items under the Provisional Sums to cover his overheads and profits | % | 0.1 | A429.6 | Contractor to quote ONLY for his percentage markup on the amount on the base prices for the items under the Provisional Sums to cover his overheads and profits | % | 0.1 | A429.6 | Contractor to quote ONLY for his percentage markup on the amount on the base prices for the items under the Provisional Sums to cover his overheads and profits | % | 0.1 | A429.6 | Contractor to quote ONLY for his percentage markup on the amount on the base prices for the items under the Provisional Sums to cover his overheads and profits | % | 0.1 | A429.6 | Contractor to quote ONLY for his percentage markup on the amount on the base prices for the items under the Provisional Sums to cover his overheads and profits | % | 0.1 | A429.6 | Contractor to quote ONLY for his percentage markup on the amount on the base prices for the items under the Provisional Sums to cover his overheads and profits | % | 0.1 | A429.6 | Contractor to quote ONLY for his percentage markup on the amount on the base prices for the items under the Provisional Sums to cover his overheads and profits | % | 0.1 | A429.6 | Contractor to quote ONLY for his percentage markup on the amount on the base prices for the items under the Provisional Sums to cover his overheads and profits | % | 0.1 | A429.6 | Contractor to quote ONLY for his percentage markup on the amount on the base prices for the items under the Provisional Sums to cover his overheads and profits | % | 0.1 | A429.6 | Contractor to quote ONLY for his percentage markup on the amount on the base prices for the items under the Provisional Sums to cover his overheads and profits | % | 0.1 | A429.6 | Contractor to quote ONLY for his percentage markup on the amount on the base prices for the items under the Provisional Sums to cover his overheads and profits | % | 0.1 | A429.6 | Contractor to quote ONLY for his percentage markup on the amount on the base prices for the items under the Provisional Sums to cover his overheads and profits | % | 0.1 | A429.6 | Contractor to quote ONLY for his percentage markup on the amount on the base prices for the items under the Provisional Sums to cover his overheads and profits | % | 0.1 | A429.6 | Contractor to quote ONLY for his percentage markup on the amount on the base prices for the items under the Provisional Sums to cover his overheads and profits | % | 0.1 | A429.6 | Contractor to quote ONLY for his percentage markup on the amount on the base prices for the items under the Provisional Sums to cover his overheads and profits | % | 0.1 | A429.6 | Contractor to quote ONLY for his percentage markup on the amount on the base prices for the items under the Provisional Sums to cover his overheads and profits | % | 0.1 | A429.6 | Contractor to quote ONLY for his percentage markup on the amount on the base prices for the items under the Provisional Sums to cover his overheads and profits | % | 0.1 | A429.6 | Contractor to quote ONLY for his percentage markup on the amount on the base prices for the items under the Provisional Sums to cover his overheads and profits | % | 0.1 | A429.6 | Contractor to quote ONLY for his percentage markup on the amount on the base prices for the items under the Provisional Sums to cover his overheads and profits | % | 0.1 | A429.6 | Contractor to quote ONLY for his percentage markup on the amount on the base prices for the items under the Provisional Sums to cover his overheads and profits | % | 0.1 | A429.6 | Contractor to quote ONLY for his percentage markup on the amount on the base prices for the items under the Provisional Sums to cover his overheads and profits | % | 0.1 | A429.6 | Contractor to quote ONLY for his percentage markup on the amount on the base prices for the items under the Provisional Sums to cover his overheads and profits | % | 0.1 | A429.6 | Contractor to quote ONLY for his percentage markup on the amount on the base prices for the items under the Provisional Sums to cover his overheads and profits | % | 0.1 | A429.6 | Contractor to quote ONLY for his percentage markup on the amount on the base prices for the items under the Provisional Sums to cover his overheads and profits | % | 0.1 | A429.6 | Contractor to quote ONLY for his percentage markup on the amount on the base prices for the items under the Provisional Sums to cover his overheads and profits | % | 0.1 | A429.6 | Contractor to quote ONLY for his percentage markup on the amount on the base prices for the items under the Provisional Sums to cover his overheads and profits | % | 0.1 | A429.6 | Contractor to quote ONLY for his percentage markup on the amount on the base prices for the items under the Provisional Sums to cover his overheads and profits | % | 0.1 | A429.6 | Contractor to quote ONLY for his percentage markup on the amount on the base prices for the items under the Provisional Sums to cover his overheads and profits | % | 0.1 | A429.6 | Contractor to quote ONLY for his percentage markup on the amount on the base prices for the items under the Provisional Sums to cover his overheads and profits | % | 0.1 | A429.6 | Contractor to quote ONLY for his percentage markup on the amount on the base prices for the items under the Provisional Sums to cover his overheads and profits | % | 0.1 | A429.6 | Contractor to quote ONLY for his percentage markup on the amount on the base prices for the items under the Provisional Sums to cover his overheads and profits | % | 0.1 | A429.6 | Contractor to quote ONLY for his percentage markup on the amount on the base prices for the items under the Provisional Sums to cover his overheads and profits | % | 0.1 | A429.6 | Contractor to quote ONLY for his percentage markup on the amount on the base prices for the items under the Provisional Sums to cover his overheads and profits | % | 0.1 | A429.6 | Contractor to quote ONLY for his percentage markup on the amount on the base prices for the items under the Provisional Sums to cover his overheads and profits | % | 0.1 | A429.6 | Contractor to quote ONLY for his percentage markup on the amount on the base prices for the items under the Provisional Sums to cover his overheads and profits | % | 0.1 | A429.6 | Contractor to quote ONLY for his percentage markup on the amount on the base prices for the items under the Provisional Sums to cover his overheads and profits | % | 0.1 | A429.6 | Contractor to quote ONLY for his percentage markup on the amount on the base prices for the items under the Provisional Sums to cover his overheads and profits | % | 0.1 | A429.6 | Contractor to quote ONLY for his percentage markup on the amount on the base prices for the items under the Provisional Sums to cover his overheads and profits | % | 0.1 | A429.6 | Contractor to quote ONLY for his percentage markup on the amount on the base prices for the items under the Provisional Sums to cover his overheads and profits | % | 0.1 | A429.6 | Contractor to quote ONLY for his percentage markup on the amount on the base prices for the items under the Provisional Sums to cover his overheads and profits | % | 0.1 | A429.6 | Contractor to quote ONLY for his percentage markup on the amount on the base prices for the items under the Provisional Sums to cover his overheads and profits | % | 0.1 | A429.6 | Contractor to quote ONLY for his percentage markup on the amount on the base prices for the items under the Provisional Sums to cover his overheads and profits | % | 0.1 | A429.6 | Contractor to quote ONLY for his percentage markup on the amount on the base prices for the items under the Provisional Sums to cover his overheads and profits | % | 0.1 | A429.6 | Contractor to quote ONLY for his percentage markup on the amount on the base prices for the items under the Provisional Sums to cover his overheads and profits | % | 0.1 | A429.6 | Contractor to quote ONLY for his percentage markup on the amount on the base prices for the items under the Provisional Sums to cover his overheads and profits | % | 0.1 | A429.6 | Contractor to quote ONLY for his percentage markup on the amount on the base prices for the items under the Provisional Sums to cover his overheads and profits | % | 0.1 | A429.6 | Contractor to quote ONLY for his percentage markup on the amount on the base prices for the items under the Provisional Sums to cover his overheads and profits | % | 0.1 | A429.6 | Contractor to quote ONLY for his percentage markup on the amount on the base prices for the items under the Provisional Sums to cover his overheads and profits | % | 0.1 | A429.6 | Contractor to quote ONLY for his percentage markup on the amount on the base prices for the items under the Provisional Sums to cover his overheads and profits | % | 0.1 | A429.6 | Contractor to quote ONLY for his percentage markup on the amount on the base prices for the items under the Provisional Sums to cover his overheads and profits | % | 0.1 | A429.6 | Contractor to quote ONLY for his percentage markup on the amount on the base prices for the items under the Provisional Sums to cover his overheads and profits | % | 0.1 | A429.6 | Contractor to quote ONLY for his percentage markup on the amount on the base prices for the items under the Provisional Sums to cover his overheads and profits | % | 0.1 | A429.6 | Contractor to quote ONLY for his percentage markup on the amount on the base prices for the items under the Provisional Sums to cover his overheads and profits | % | 0.1 | A429.6 | Contractor to quote ONLY for his percentage markup on the amount on the base prices for the items under the Provisional Sums to cover his overheads and profits | % | 0.1 | A429.6 | Contractor to quote ONLY for his percentage markup on the amount on the base prices for the items under the Provisional Sums to cover his overheads and profits | % | 0.1 | A429.6 | Contractor to quote ONLY for his percentage markup on the amount on the base prices for the items under the Provisional Sums to cover his overheads and profits | % | 0.1 | A429.6 | Contractor to quote ONLY for his percentage markup on the amount on the base prices for the items under the Provisional Sums to cover his overheads and profits | % | 0.1 | A429.6 | Contractor to quote ONLY for his percentage markup on the amount on the base prices for the items under the Provisional Sums to cover his overheads and profits | % | 0.1 | A429.6 | Contractor to quote ONLY for his percentage markup on the amount on the base prices for the items under the Provisional Sums to cover his overheads and profits | % | 0.1 | A429.6 | Contractor to quote ONLY for his percentage markup on the amount on the base prices for the items under the Provisional Sums to cover his overheads and profits | % | 0.1 | A429.6 | Contractor to quote ONLY for his percentage markup on the amount on the base prices for the items under the Provisional Sums to cover his overheads and profits | % | 0.1 | A429.6 | Contractor to quote ONLY for his percentage markup on the amount on the base prices for the items under the Provisional Sums to cover his overheads and profits | % | 0.1 | A429.6 | Contractor to quote ONLY for his percentage markup on the amount on the base prices for the items under the Provisional Sums to cover his overheads and profits | % | 0.1 | A429.6 | Contractor to quote ONLY for his percentage markup on the amount on the base prices for the items under the Provisional Sums to cover his overheads and profits | % | 0.1 | A429.6 | Contractor to quote ONLY for his percentage markup on the amount on the base prices for the items under the Provisional Sums to cover his overheads and profits | % | 0.1 | A429.6 | Contractor to quote ONLY for his percentage markup on the amount on the base prices for the items under the Provisional Sums to cover his overheads and profits | % | 0.1 | A429.6 | Contractor to quote ONLY for his percentage markup on the amount on the base prices for the items under the Provisional Sums to cover his overheads and profits | % | 0.1 | A429.6 | Contractor to quote ONLY for his percentage markup on the amount on the base prices for the items under the Provisional Sums to cover his overheads and profits | % | 0.1 | A429.6 | Contractor to quote ONLY for his percentage markup on the amount on the base prices for the items under the Provisional Sums to cover his overheads and profits | % | 0.1 | A429.6 | Contractor to quote ONLY for his percentage markup on the amount on the base prices for the items under the Provisional Sums to cover his overheads and profits | % | 0.1 | A429.6 | Contractor to quote ONLY for his percentage markup on the amount on the base prices for the items under the Provisional Sums to cover his overheads and profits | % | 0.1 | A429.6 | Contractor to quote ONLY for his percentage markup on the amount on the base prices for the items under the Provisional Sums to cover his overheads and profits | % | 0.1 | A429.6 | Contractor to quote ONLY for his percentage markup on the amount on the base prices for the items under the Provisional Sums to cover his overheads and profits | % | 0.1 | A429.6 | Contractor to quote ONLY for his percentage markup on the amount on the base prices for the items under the Provisional Sums to cover his overheads and profits | % | 0.1 | A429.6 | Contractor to quote ONLY for his percentage markup on the amount on the base prices for the items under the Provisional Sums to cover his overheads and profits | % | 0.1 | A429.6 | Contractor to quote ONLY for his percentage markup on the amount on the base prices for the items under the Provisional Sums to cover his overheads and profits | % | 0.1 | A429.6 | Contractor to quote ONLY for his percentage markup on the amount on the base prices for the items under the Provisional Sums to cover his overheads and profits | % | 0.1 | A429.6 | Contractor to quote ONLY for his percentage markup on the amount on the base prices for the items under the Provisional Sums to cover his overheads and profits | % | 0.1 | A429.6 | Contractor to quote ONLY for his percentage markup on the amount on the base prices for the items under the Provisional Sums to cover his overheads and profits | % | 0.1 | A429.6 | Contractor to quote ONLY for his percentage markup on the amount on the base prices for the items under the Provisional Sums to cover his overheads and profits | % | 0.1 | A429.6 | Contractor to quote ONLY for his percentage markup on the amount on the base prices for the items under the Provisional Sums to cover his overheads and profits | % | 0.1 | A429.6 | Contractor to quote ONLY for his percentage markup on the amount on the base prices for the items under the Provisional Sums to cover his overheads and profits | % | 0.1 | A429.6 | Contractor to quote ONLY for his percentage markup on the amount on the base prices for the items under the Provisional Sums to cover his overheads and profits | % | 0.1 | A429.6 | Contractor to quote ONLY for his percentage markup on the amount on the base prices for the items under the Provisional Sums to cover his overheads and profits | % | 0.1 | A429.6 | Contractor to quote ONLY for his percentage markup on the amount on the base prices for the items under the Provisional Sums to cover his overheads and profits | % | 0.1 | A429.6 | Contractor to quote ONLY for his percentage markup on the amount on the base prices for the items under the Provisional Sums to cover his overheads and profits | % | 0.1 | A429.6 | Contractor to quote ONLY for his percentage markup on the amount on the base prices for the items under the Provisional Sums to cover his overheads and profits | % | 0.1 | A429.6 | Contractor to quote ONLY for his percentage markup on the amount on the base prices for the items under the Provisional Sums to cover his overheads and profits | % | 0.1 | A429.6 | Contractor to quote ONLY for his percentage markup on the amount on the base prices for the items under the Provisional Sums to cover his overheads and profits | % | 0.1 | A429.6 | Contractor to quote ONLY for his percentage markup on the amount on the base prices for the items under the Provisional Sums to cover his overheads and profits | % | 0.1 | A429.6 | Contractor to quote ONLY for his percentage markup on the amount on the base prices for the items under the Provisional Sums to cover his overheads and profits | % | 0.1 | A429.6 | Contractor to quote ONLY for his percentage markup on the amount on the base prices for the items under the Provisional Sums to cover his overheads and profits | % | 0.1 | A429.6 | Contractor to quote ONLY for his percentage markup on the amount on the base prices for the items under the Provisional Sums to cover his overheads and profits | % | 0.1 | A429.6 | Contractor to quote ONLY for his percentage markup on the amount on the base prices for the items under the Provisional Sums to cover his overheads and profits | % | 0.1 | A429.6 | Contractor to quote ONLY for his percentage markup on the amount on the base prices for the items under the Provisional Sums to cover his overheads and profits | % | 0.1 | A429.6 | Contractor to quote ONLY for his percentage markup on the amount on the base prices for the items under the Provisional Sums to cover his overheads and profits | % | 0.1 | A429.6 | Contractor to quote ONLY for his percentage markup on the amount on the base prices for the items under the Provisional Sums to cover his overheads and profits | % | 0.1 | A429.6 | Contractor to quote ONLY for his percentage markup on the amount on the base prices for the items under the Provisional Sums to cover his overheads and profits | % | 0.1 | A429.6 | Contractor to quote ONLY for his percentage markup on the amount on the base prices for the items under the Provisional Sums to cover his overheads and profits | % | 0.1 | A429.6 | Contractor to quote ONLY for his percentage markup on the amount on the base prices for the items under the Provisional Sums to cover his overheads and profits | % | 0.1 | A429.6 | Contractor to quote ONLY for his percentage markup on the amount on the base prices for the items under the Provisional Sums to cover his overheads and profits | % | 0.1 | A429.6 | Contractor to quote ONLY for his percentage markup on the amount on the base prices for the items under the Provisional Sums to cover his overheads and profits | % | 0.1 | A429.6 | Contractor to quote ONLY for his percentage markup on the amount on the base prices for the items under the Provisional Sums to cover his overheads and profits | % | 0.1 | A429.6 | Contractor to quote ONLY for his percentage markup on the amount on the base prices for the items under the Provisional Sums to cover his overheads and profits | % | 0.1 | A429.6 | Contractor to quote ONLY for his percentage markup on the amount on the base prices for the items under the Provisional Sums to cover his overheads and profits | % | 0.1 | A429.6 | Contractor to quote ONLY for his percentage markup on the amount on the base prices for the items under the Provisional Sums to cover his overheads and profits | % | 0.1 | A429.6 | Contractor to quote ONLY for his percentage markup on the amount on the base prices for the items under the Provisional Sums to cover his overheads and profits | % | 0.1 | A429.6 | Contractor to quote ONLY for his percentage markup on the amount on the base prices for the items under the Provisional Sums to cover his overheads and profits | % | 0.1 | A429.6 | Contractor to quote ONLY for his percentage markup on the amount on the base prices for the items under the Provisional Sums to cover his overheads and profits | % | 0.1 | A429.6 | Contractor to quote ONLY for his percentage markup on the amount on the base prices for the items under the Provisional Sums to cover his overheads and profits | % | 0.1 | A429.6 | Contractor to quote ONLY for his percentage markup on the amount on the base prices for the items under the Provisional Sums to cover his overheads and profits | % | 0.1 | A429.6 | Contractor to quote ONLY for his percentage markup on the amount on the base prices for the items under the Provisional Sums to cover his overheads and profits | % | 0.1 | A429.6 | Contractor to quote ONLY for his percentage markup on the amount on the base prices for the items under the Provisional Sums to cover his overheads and profits | % | 0.1 | A429.6 | Contractor to quote ONLY for his percentage markup on the amount on the base prices for the items under the Provisional Sums to cover his overheads and profits | % | 0.1 | A429.6 | Contractor to quote ONLY for his percentage markup on the amount on the base prices for the items under the Provisional Sums to cover his overheads and profits | % | 0.1 | A429.6 | Contractor to quote ONLY for his percentage markup on the amount on the base prices for the items under the Provisional Sums to cover his overheads and profits | % | 0.1 | A429.6 | Contractor to quote ONLY for his percentage markup on the amount on the base prices for the items under the Provisional Sums to cover his overheads and profits | % | 0.1 | A429.6 | Contractor to quote ONLY for his percentage markup on the amount on the base prices for the items under the Provisional Sums to cover his overheads and profits | % | 0.1 | A429.6 | Contractor to quote ONLY for his percentage markup on the amount on the base prices for the items under the Provisional Sums to cover his overheads and profits | % | 0.1 | A429.6 | Contractor to quote ONLY for his percentage markup on the amount on the base prices for the items under the Provisional Sums to cover his overheads and profits | % | 0.1 | A429.6 | Contractor to quote ONLY for his percentage markup on the amount on the base prices for the items under the Provisional Sums to cover his overheads and profits | % | 0.1 | A429.6 | Contractor to quote ONLY for his percentage markup on the amount on the base prices for the items under the Provisional Sums to cover his overheads and profits | % | 0.1 | A429.6 | Contractor to quote ONLY for his percentage markup on the amount on the base prices for the items under the Provisional Sums to cover his overheads and profits | % | 0.1 | A429.6 | Contractor to quote ONLY for his percentage markup on the amount on the base prices for the items under the Provisional Sums to cover his overheads and profits | % | 0.1 | A429.6 | Contractor to quote ONLY for his percentage markup on the amount on the base prices for the items under the Provisional Sums to cover his overheads and profits | % | 0.1 | A429.6 | Contractor to quote ONLY for his percentage markup on the amount on the base prices for the items under the Provisional Sums to cover his overheads and profits | % | 0.1 | A429.6 | Contractor to quote ONLY for his percentage markup on the amount on the base prices for the items under the Provisional Sums to cover his overheads and profits | % | 0.1 | A429.6 | Contractor to quote ONLY for his percentage markup on the amount on the base prices for the items under the Provisional Sums to cover his overheads and profits | % | 0.1 | A429.6 | Contractor to quote ONLY for his percentage markup on the amount on the base prices for the items under the Provisional Sums to cover his overheads and profits | % | 0.1 | A429.6 | Contractor to quote ONLY for his percentage markup on the amount on the base prices for the items under the Provisional Sums to cover his overheads and profits | % | 0.1 | A429.6 | Contractor to quote ONLY for his percentage markup on the amount on the base prices for the items under the Provisional Sums to cover his overheads and profits | % | 0.1 | A429.6 | Contractor to quote ONLY for his percentage markup on the amount on the base prices for the items under the Provisional Sums to cover his overheads and profits | % | 0.1 | A429.6 | Contractor to quote ONLY for his percentage markup on the amount on the base prices for the items under the Provisional Sums to cover his overheads and profits | % | 0.1 | A429.6 | Contractor to quote ONLY for his percentage markup on the amount on the base prices for the items under the Provisional Sums to cover his overheads and profits | % | 0.1 | A429.6 | Contractor to quote ONLY for his percentage markup on the amount on the base prices for the items under the Provisional Sums to cover his overheads and profits | % | 0.1 | A429.6 | Contractor to quote ONLY for his percentage markup on the amount on the base prices for the items under the Provisional Sums to cover his overheads and profits | % | 0.1 | A429.6 | Contractor to quote ONLY for his percentage markup on the amount on the base prices for the items under the Provisional Sums to cover his overheads and profits | % | 0.1 | A429.6 | Contractor to quote ONLY for his percentage markup on the amount on the base prices for the items under the Provisional Sums to cover his overheads and profits | % | 0.1 | A429.6 | Contractor to quote ONLY for his percentage markup on the amount on the base prices for the items under the Provisional Sums to cover his overheads and profits | % | 0.1 | A429.6 | Contractor to quote ONLY for his percentage markup on the amount on the base prices for the items under the Provisional Sums to cover his overheads and profits | % | 0.1 | A429.6 | Contractor to quote ONLY for his percentage markup on the amount on the base prices for the items under the Provisional Sums to cover his overheads and profits | % | 0.1 | A429.6 | Contractor to quote ONLY for his percentage markup on the amount on the base prices for the items under the Provisional Sums to cover his overheads and profits | % | 0.1 | A429.6 | Contractor to quote ONLY for his percentage markup on the amount on the base prices for the items under the Provisional Sums to cover his overheads and profits | % | 0.1 | A429.6 | Contractor to quote ONLY for his percentage markup on the amount on the base prices for the items under the Provisional Sums to cover his overheads and profits | % | 0.1 | A429.6 | Contractor to quote ONLY for his percentage markup on the amount on the base prices for the items under the Provisional Sums to cover his overheads and profits | % | 0.1 | A429.6 | Contractor to quote ONLY for his percentage markup on the amount on the base prices for the items under the Provisional Sums to cover his overheads and profits | % | 0.1 | A429.6 | Contractor to quote ONLY for his percentage markup on the amount on the base prices for the items under the Provisional Sums to cover his overheads and profits | % | 0.1 | A429.6 | Contractor to quote ONLY for his percentage markup on the amount on the base prices for the items under the Provisional Sums to cover his overheads and profits | % | 0.1 | A429.6 | Contractor to quote ONLY for his percentage markup on the amount on the base prices for the items under the Provisional Sums to cover his overheads and profits | % | 0.1 | A429.6 | Contractor to quote ONLY for his percentage markup on the amount on the base prices for the items under the Provisional Sums to cover his overheads and profits | % | 0.1 | A429.6 | Contractor to quote ONLY for his percentage markup on the amount on the base prices for the items under the Provisional Sums to cover his overheads and profits | % | 0.1 | A429.6 | Contractor to quote ONLY for his percentage markup on the amount on the base prices for the items under the Provisional Sums to cover his overheads and profits | % | 0.1 | A429.6 | Contractor to quote ONLY for his percentage markup on the amount on the base prices for the items under the Provisional Sums to cover his overheads and profits | % | 0.1 | A429.6 | Contractor to quote ONLY for his percentage markup on the amount on the base prices for the items under the Provisional Sums to cover his overheads and profits | % | 0.1 | A429.6 | Contractor to quote ONLY for his percentage markup on the amount on the base prices for the items under the Provisional Sums to cover his overheads and profits | % | 0.1 | A429.6 | Contractor to quote ONLY for his percentage markup on the amount on the base prices for the items under the Provisional Sums to cover his overheads and profits | % | 0.1 | A429.6 | Contractor to quote ONLY for his percentage markup on the amount on the base prices for the items under the Provisional Sums to cover his overheads and profits | % | 0.1 | A429.6 | Contractor to quote ONLY for his percentage markup on the amount on the base prices for the items under the Provisional Sums to cover his overheads and profits | % | 0.1 | A429.6 | Contractor to quote ONLY for his percentage markup on the amount on the base prices for the items under the Provisional Sums to cover his overheads and profits | % | 0.1 | A429.6 | Contractor to quote ONLY for his percentage markup on the amount on the base prices for the items under the Provisional Sums to cover his overheads and profits | % | 0.1 | A429.6 | Contractor to quote ONLY for his percentage markup on the amount on the base prices for the items under the Provisional Sums to cover his overheads and profits | % | 0.1 | A429.6 | Contractor to quote ONLY for his percentage markup on the amount on the base prices for the items under the Provisional Sums to cover his overheads and profits | % | 0.1 | A429.6 | Contractor to quote ONLY for his percentage markup on the amount on the base prices for the items under the Provisional Sums to cover his overheads and profits | % | 0.1 | A429.6 | Contractor to quote ONLY for his percentage markup on the amount on the base prices for the items under the Provisional Sums to cover his overheads and profits | % | 0.1 | A429.6 | Contractor to quote ONLY for his percentage markup on the amount on the base prices for the items under the Provisional Sums to cover his overheads and profits | % | 0.1 | A429.6 | Contractor to quote ONLY for his percentage markup on the amount on the base prices for the items under the Provisional Sums to cover his overheads and profits | % | 0.1 | A429.6 | Contractor to quote ONLY for his percentage markup on the amount on the base prices for the items under the Provisional Sums to cover his overheads and profits | % | 0.1 | A429.6 | Contractor to quote ONLY for his percentage markup on the amount on the base prices for the items under the Provisional Sums to cover his overheads and profits | % | 0.1 | A429.6 | Contractor to quote ONLY for his percentage markup on the amount on the base prices for the items under the Provisional Sums to cover his overheads and profits | % | 0.1 | A429.6 | Contractor to quote ONLY for his percentage markup on the amount on the base prices for the items under the Provisional Sums to cover his overheads and profits | % | 0.1 | A429.6 | Contractor to quote ONLY for his percentage markup on the amount on the base prices for the items under the Provisional Sums to cover his overheads and profits | % | 0.1 | A429.6 | Contractor to quote ONLY for his percentage markup on the amount on the base prices for the items under the Provisional Sums to cover his overheads and profits | % | 0.1 | A429.6 | Contractor to quote ONLY for his percentage markup on the amount on the base prices for the items under the Provisional Sums to cover his overheads and profits | % | 0.1 | A429.6 | Contractor to quote ONLY for his percentage markup on the amount on the base prices for the items under the Provisional Sums to cover his overheads and profits | % | 0.1 | A429.6 | Contractor to quote ONLY for his percentage markup on the amount on the base prices for the items under the Provisional Sums to cover his overheads and profits | % | 0.1 | A429.6 | Contractor to quote ONLY for his percentage markup on the amount on the base prices for the items under the Provisional Sums to cover his overheads and profits | % | 0.1 | A429.6 | Contractor to quote ONLY for his percentage markup on the amount on the base prices for the items under the Provisional Sums to cover his overheads and profits | % | 0.1 | A429.6 | Contractor to quote ONLY for his percentage markup on the amount on the base prices for the items under the Provisional Sums to cover his overheads and profits | % | 0.1 | A429.6 | Contractor to quote ONLY for his percentage markup on the amount on the base prices for the items under the Provisional Sums to cover his overheads and profits | % | 0.1 | A429.6 | Contractor to quote ONLY for his percentage markup on the amount on the base prices for the items under the Provisional Sums to cover his overheads and profits | % | 0.1 | A429.6 | Contractor to quote ONLY for his percentage markup on the amount on the base prices for the items under the Provisional Sums to cover his overheads and profits | % | 0.1 | A429.6 | Contractor to quote ONLY for his percentage markup on the amount on the base prices for the items under the Provisional Sums to cover his overheads and profits | % | 0.1 | A429.6 | Contractor to quote ONLY for his percentage markup on the amount on the base prices for the items under the Provisional Sums to cover his overheads and profits | % | 0.1 | A429.6 | Contractor to quote ONLY for his percentage markup on the amount on the base prices for the items under the Provisional Sums to cover his overheads and profits | % | 0.1 | A429.6 | Contractor to quote ONLY for his percentage markup on the amount on the base prices for the items under the Provisional Sums to cover his overheads and profits | % | 0.1 | A429.6 | Contractor to quote ONLY for his percentage markup on the amount on the base prices for the items under the Provisional Sums to cover his overheads and profits | % | 0.1 | A429.6 | Contractor to quote ONLY for his percentage markup on the amount on the base prices for the items under the Provisional Sums to cover his overheads and profits | % | 0.1 | A429.6 | Contractor to quote ONLY for his percentage markup on the amount on the base prices for the items under the Provisional Sums to cover his overheads and profits | % | 0.1 | A429.6 | Contractor to quote ONLY for his percentage markup on the amount on the base prices for the items under the Provisional Sums to cover his overheads and profits | % | 0.1 | A429.6 | Contractor to quote ONLY for his percentage markup on the amount on the base prices for the items under the Provisional Sums to cover his overheads and profits | % | 0.1 | A429.6 | Contractor to quote ONLY for his percentage markup on the amount on the base prices for the items under the Provisional Sums to cover his overheads and profits | % | 0.1 | A429.6 | Contractor to quote ONLY for his percentage markup on the amount on the base prices for the items under the Provisional Sums to cover his overheads and profits | % | 0.1 | A429.6 | Contractor to quote ONLY for his percentage markup on the amount on the base prices for the items under the Provisional Sums to cover his overheads and profits | % | 0.1 | A429.6 | Contractor to quote ONLY for his percentage markup on the amount on the base prices for the items under the Provisional Sums to cover his overheads and profits | % | 0.1 | A429.6 | Contractor to quote ONLY for his percentage markup on the amount on the base prices for the items under the Provisional Sums to cover his overheads and profits | % | 0.1 | A429.6 | Contractor to quote ONLY for his percentage markup on the amount on the base prices for the items under the Provisional Sums to cover his overheads and profits | % | 0.1 | A429.6 | Contractor to quote ONLY for his percentage markup on the amount on the base prices for the items under the Provisional Sums to cover his overheads and profits | % | 0.1 | A429.6 | Contractor to quote ONLY for his percentage markup on the amount on the base prices for the items under the Provisional Sums to cover his overheads and profits | % | 0.1 | A429.6 | Contractor to quote ONLY for his percentage markup on the amount on the base prices for the items under the Provisional Sums to cover his overheads and profits | % | 0.1 | A429.6 | Contractor to quote ONLY for his percentage markup on the amount on the base prices for the items under the Provisional Sums to cover his overheads and profits | % | 0.1 | A429.6 | Contractor to quote ONLY for his percentage markup on the amount on the base prices for the items under the Provisional Sums to cover his overheads and profits | % | 0.1 | A429.6 | Contractor to quote ONLY for his percentage markup on the amount on the base prices for the items under the Provisional Sums to cover his overheads and profits | % | 0.1 | A429.6 | Contractor to quote ONLY for his percentage markup on the amount on the base prices for the items under the Provisional Sums to cover his overheads and profits | % | 0.1 | A429.6 | Contractor to quote ONLY for his percentage markup on the amount on the base prices for the items under the Provisional Sums to cover his overheads and profits | % | 0.1 | A429.6 | Contractor to quote ONLY for his percentage markup on the amount on the base prices for the items under the Provisional Sums to cover his overheads and profits | % | 0.1 | A429.6 | Contractor to quote ONLY for his percentage markup on the amount on the base prices for the items under the Provisional Sums to cover his overheads and profits | % | 0.1 | A429.6 | Contractor to quote ONLY for his percentage markup on the amount on the base prices for the items under the Provisional Sums to cover his overheads and profits | % | 0.1 | A429.6 | Contractor to quote ONLY for his percentage markup on the amount on the base prices for the items under the Provisional Sums to cover his overheads and profits | % | 0.1 | A429.6 | Contractor to quote ONLY for his percentage markup on the amount on the base prices for the items under the Provisional Sums to cover his overheads and profits | % | 0.1 | A429.6 | Contractor to quote ONLY for his percentage markup on the amount on the base prices for the items under the Provisional Sums to cover his overheads and profits | % | 0.1 | A429.6 | Contractor to quote ONLY for his percentage markup on the amount on the base prices for the items under the Provisional Sums to cover his overheads and profits | % | 0.1 | A429.6 | Contractor to quote ONLY for his percentage markup on the amount on the base prices for the items under the Provisional Sums to cover his overheads and profits | % | 0.1 | A429.6 | Contractor to quote ONLY for his percentage markup on the amount on the base prices for the items under the Provisional Sums to cover his overheads and profits | % | 0.1 | A429.6 | Contractor to quote ONLY for his percentage markup on the amount on the base prices for the items under the Provisional Sums to cover his overheads and profits | % | 0.1 | A429.6 | Contractor to quote ONLY for his percentage markup on the amount on the base prices for the items under the Provisional Sums to cover his overheads and profits | % | 0.1 | A429.6 | Contractor to quote ONLY for his percentage markup on the amount on the base prices for the items under the Provisional Sums to cover his overheads and profits | % | 0.1 | A429.6 | Contractor to quote ONLY for his percentage markup on the amount on the base prices for the items under the Provisional Sums to cover his overheads and profits | % | 0.1 | A429.6 | Contractor to quote ONLY for his percentage markup on the amount on the base prices for the items under the Provisional Sums to cover his overheads and profits | % | 0.1 | A429.6 | Contractor to quote ONLY for his percentage markup on the amount on the base prices for the items under the Provisional Sums to cover his overheads and profits | % | 0.1 | A429.6 | Contractor to quote ONLY for his percentage markup on the amount on the base prices for the items under the Provisional Sums to cover his overheads and profits | % | 0.1 | A429.6 | Contractor to quote ONLY for his percentage markup on the amount on the base prices for the items under the Provisional Sums to cover his overheads and profits | % | 0.1 | A429.6 | Contractor to quote ONLY for his percentage markup on the amount on the base prices for the items under the Provisional Sums to cover his overheads and profits | % | 0.1 | A429.6 | Contractor to quote ONLY for his percentage markup on the amount on the base prices for the items under the Provisional Sums to cover his overheads and profits | % | 0.1 | A429.6 | Contractor to quote ONLY for his percentage markup on the amount on the base prices for the items under the Provisional Sums to cover his overheads and profits | % | 0.1 | A429.6 | Contractor to quote ONLY for his percentage markup on the amount on the base prices for the items under the Provisional Sums to cover his overheads and profits | % | 0.1 | A429.6 | Contractor to quote ONLY for his percentage markup on the amount on the base prices for the items under the Provisional Sums to cover his overheads and profits | % | 0.1 | A429.6 | Contractor to quote ONLY for his percentage markup on the amount on the base prices for the items under the Provisional Sums to cover his overheads and profits | % | 0.1 | A429.6 | Contractor to quote ONLY for his percentage markup on the amount on the base prices for the items under the Provisional Sums to cover his overheads and profits | % | 0.1 | A429.6 | Contractor to quote ONLY for his percentage markup on the amount on the base prices for the items under the Provisional Sums to cover his overheads and profits | % | 0.1 | A429.6 | Contractor to quote ONLY for his percentage markup on the amount on the base prices for the items under the Provisional Sums to cover his overheads and profits | % | 0.1 | A429.6 | Contractor to quote ONLY for his percentage markup on the amount on the base prices for the items under the Provisional Sums to cover his overheads and profits | % | 0.1 | A429.6 | Contractor to quote ONLY for his percentage markup on the amount on the base prices for the items under the Provisional Sums to cover his overheads and profits | % | 0.1 | A429.6 | Contractor to quote ONLY for his percentage markup on the amount on the base prices for the items under the Provisional Sums to cover his overheads and profits | % | 0.1 | A429.6 | Contractor to quote ONLY for his percentage markup on the amount on the base prices for the items under the Provisional Sums to cover his overheads and profits | % | 0.1 | A429.6 | Contractor to quote ONLY for his percentage markup on the amount on the base prices for the items under the Provisional Sums to cover his overheads and profits | % | 0.1 | A429.6 | Contractor to quote ONLY for his percentage markup on the amount on the base prices for the items under the Provisional Sums to cover his overheads and profits | % | 0.1 | A429.6 | Contractor to quote ONLY for his percentage markup on the amount on the base prices for the items under the Provisional Sums to cover his overheads and profits | % | 0.1 | A429.6 | Contractor to quote ONLY for his percentage markup on the amount on the base prices for the items under the Provisional Sums to cover his overheads and profits | % | 0.1 | A429.6 | Contractor to quote ONLY for his percentage markup on the amount on the base prices for the items under the Provisional Sums to cover his overheads and profits | % | 0.1 | A429.6 | Contractor to quote ONLY for his percentage markup on the amount on the base prices for the items under the Provisional Sums to cover his overheads and profits | % | 0.1 | A429.6 | Contractor to quote ONLY for his percentage markup on the amount on the base prices for the items under the Provisional Sums to cover his overheads and profits | % | 0.1 | A429.6 | Contractor to quote ONLY for his percentage markup on the amount on the base prices for the items under the Provisional Sums to cover his overheads and profits | % | 0.1 | A429.6 | Contractor to quote ONLY for his percentage markup on the amount on the base prices for the items under the Provisional Sums to cover his overheads and profits | % | 0.1 | A429.6 | Contractor to quote ONLY for his percentage markup on the amount on the base prices for the items under the Provisional Sums to cover his overheads and profits | % | 0.1 | A429.6 | Contractor to quote ONLY for his percentage markup on the amount on the base prices for the items under the Provisional Sums to cover his overheads and profits | % | 0.1 | A429.6 | Contractor to quote ONLY for his percentage markup on the amount on the base prices for the items under the Provisional Sums to cover his overheads and profits | % | 0.1 | A429.6 | Contractor to quote ONLY for his percentage markup on the amount on the base prices for the items under the Provisional Sums to cover his overheads and profits | % | 0.1 | A429.6 | Contractor to quote ONLY for his percentage markup on the amount on the base prices for the items under the Provisional Sums to cover his overheads and profits | % | 0.1 | A429.6 | Contractor to quote ONLY for his percentage markup on the amount on the base prices for the items under the Provisional Sums to cover his overheads and profits | % | 0.1 | A429.6 | Contractor to quote ONLY for his percentage markup on the amount on the base prices for the items under the Provisional Sums to cover his overheads and profits | % | 0.1 | A429.6 | Contractor to quote ONLY for his percentage markup on the amount on the base prices for the items under the Provisional Sums to cover his overheads and profits | % | 0.1 | A429.6 | Contractor to quote ONLY for his percentage markup on the amount on the base prices for the items under the Provisional Sums to cover his overheads and profits | % | 0.1 | A429.6 | Contractor to quote ONLY for his percentage markup on the amount on the base prices for the items under the Provisional Sums to cover his overheads and profits | % | 0.1 | A429.6 | Contractor to quote ONLY for his percentage markup on the amount on the base prices for the items under the Provisional Sums to cover his overheads and profits | % | 0.1 | A429.6 | Contractor to quote ONLY for his percentage markup on the amount on the base prices for the items under the Provisional Sums to cover his overheads and profits | % | 0.1 | A429.6 | Contractor to quote ONLY for his percentage markup on the amount on the base prices for the items under the Provisional Sums to cover his overheads and profits | % | 0.1 | A429.6 | Contractor to quote ONLY for his percentage markup on the amount on the base prices for the items under the Provisional Sums to cover his overheads and profits | % | 0.1 | A429.6 | Contractor to quote ONLY for his percentage markup on the amount on the base prices for the items under the Provisional Sums to cover his overheads and profits | % | 0.1 | A429.6 | Contractor to quote ONLY for his percentage markup on the amount on the base prices for the items under the Provisional Sums to cover his overheads and profits | % | 0.1 | A429.6 | Contractor to quote ONLY for his percentage markup on the amount on the base prices for the items under the Provisional Sums to cover his overheads and profits | % | 0.1 | A429.6 | Contractor to quote ONLY for his percentage markup on the amount on the base prices for the items under the Provisional Sums to cover his overheads and profits | % | 0.1 | A429.6 | Contractor to quote ONLY for his percentage markup on the amount on the base prices for the items under the Provisional Sums to cover his overheads and profits | % | 0.1 | A429.6 | Contractor to quote ONLY for his percentage markup on the amount on the base prices for the items under the Provisional Sums to cover his overheads and profits | % | 0.1 | A429.6 | Contractor to quote ONLY for his percentage markup on the amount on the base prices for the items under the Provisional Sums to cover his overheads and profits | % | 0.1 | A429.6 | Contractor to quote ONLY for his percentage markup on the amount on the base prices for the items under the Provisional Sums to cover his overheads and profits | % | 0.1 | A429.6 | Contractor to quote ONLY for his percentage markup on the amount on the base prices for the items under the Provisional Sums to cover his overheads and profits | % | 0.1 | A429.6 | Contractor to quote ONLY for his percentage markup on the amount on the base prices for the items under the Provisional Sums to cover his overheads and profits | % | 0.1 | A429.6 | Contractor to quote ONLY for his percentage markup on the amount on the base prices for the items under the Provisional Sums to cover his overheads and profits | % | 0.1 | A429.6 | Contractor to quote ONLY for his percentage markup on the amount on the base prices for the items under the Provisional Sums to cover his overheads and profits | % | 0.1 | A429.6 | Contractor to quote ONLY for his percentage markup on the amount on the base prices for the items under the Provisional Sums to cover his overheads and profits | % | 0.1 | A429.6 | Contractor to quote ONLY for his percentage markup on the amount on the base prices for the items under the Provisional Sums to cover his overheads and profits | % | 0.1 | A429.6 | Contractor to quote ONLY for his percentage markup on the amount on the base prices for the items under the Provisional Sums to cover his overheads and profits | % | 0.1 | A429.6 | Contractor to quote ONLY for his percentage markup on the amount on the base prices for the items under the Provisional Sums to cover his overheads and profits | % | 0.1 | A429.6 | Contractor to quote ONLY for his percentage markup on the amount on the base prices for the items under the Provisional Sums to cover his overheads and profits | % | 0.1 | A429.6 | Contractor to quote ONLY for his percentage markup on the amount on the base prices for the items under the Provisional Sums to cover his overheads and profits | % | 0.1 | A429.6 | Contractor to quote ONLY for his percentage markup on the amount on the base prices for the items under the Provisional Sums to cover his overheads and profits | % | 0.1 | A429.6 | Contractor to quote ONLY for his percentage markup on the amount on the base prices for the items under the Provisional Sums to cover his overheads and profits | % | 0.1 | A429.6 | Contractor to quote ONLY for his percentage markup on the amount on the base prices for the items under the Provisional Sums to cover his overheads and profits | % | 0.1 | A429.6 | Contractor to quote ONLY for his percentage markup on the amount on the base prices for the items under the Provisional Sums to cover his overheads and profits | % | 0.1 | A429.6 | Contractor to quote ONLY for his percentage markup on the amount on the base prices for the items under the Provisional Sums to cover his overheads and profits | % | 0.1 | A429.6 | Contractor to quote ONLY for his percentage markup on the amount on the base prices for the items under the Provisional Sums to cover his overheads and profits | % | 0.1 | A429.6 | Contractor to quote ONLY for his percentage markup on the amount on the base prices for the items under the Provisional Sums to cover his overheads and profits | % | 0.1 | A429.6 | Contractor to quote ONLY for his percentage markup on the amount on the base prices for the items under the Provisional Sums to cover his overheads and profits | % | 0.1 | A429.6 | Contractor to quote ONLY for his percentage markup on the amount on the base prices for the items under the Provisional Sums to cover his overheads and profits | % | 0.1 | A429.6 | Contractor to quote ONLY for his percentage markup on the amount on the base prices for the items under the Provisional Sums to cover his overheads and profits | % | 0.1 | A429.6 | Contractor to quote ONLY for his percentage markup on the amount on the base prices for the items under the Provisional Sums to cover his overheads and profits | % | 0.1 | A429.6 | Contractor to quote ONLY for his percentage markup on the amount on the base prices for the items under the Provisional Sums to cover his overheads and profits | % | 0.1 | A429.6 | Contractor to quote ONLY for his percentage markup on the amount on the base prices for the items under the Provisional Sums to cover his overheads and profits | % | 0.1 | A429.6 | Contractor to quote ONLY for his percentage markup on the amount on the base prices for the items under the Provisional Sums to cover his overheads and profits | % | 0.1 | A429.6 | Contractor to quote ONLY for his percentage markup on the amount on the base prices for the items under the Provisional Sums to cover his overheads and profits | % | 0.1 | A429.6 | Contractor to quote ONLY for his percentage markup on the amount on the base prices for the items under the Provisional Sums to cover his overheads and profits | % | 0.1 | A429.6 | Contractor to quote ONLY for his percentage markup on the amount on the base prices for the items under the Provisional Sums to cover his overheads and profits | % | 0.1 | A429.6 | Contractor to quote ONLY for his percentage markup on the amount on the base prices for the items under the Provisional Sums to cover his overheads and profits | % | 0.1 | A429.6 | Contractor to quote ONLY for his percentage markup on the amount on the base prices for the items under the Provisional Sums to cover his overheads and profits | % | 0.1 | A429.6 | Contractor to quote ONLY for his percentage markup on the amount on the base prices for the items under the Provisional Sums to cover his overheads and profits | % | 0.1 | A429.6 | Contractor to quote ONLY for his percentage markup on the amount on the base prices for the items under the Provisional Sums to cover his overheads and profits | % | 0.1 | A429.6 | Contractor to quote ONLY for his percentage markup on the amount on the base prices for the items under the Provisional Sums to cover his overheads and profits | % | 0.1 | A429.6 | Contractor to quote ONLY for his percentage markup on the amount on the base prices for the items under the Provisional Sums to cover his overheads and profits | % | 0.1 | A429.6 | Contractor to quote ONLY for his percentage markup on the amount on the base prices for the items under the Provisional Sums to cover his overheads and profits | % | 0.1 | A429.6 | Contractor to quote ONLY for his percentage markup on the amount on the base prices for the items under the Provisional Sums to cover his overheads and profits | % | 0.1 | A429.6 | Contractor to quote ONLY for his percentage markup on the amount on the base prices for the items under the Provisional Sums to cover his overheads and profits | % | 0.1 | A429.6 | Contractor to quote ONLY for his percentage markup on the amount on the base prices for the items under the Provisional Sums to cover his overheads and profits | % | 0.1 | A429.6 | Contractor to quote ONLY for his percentage markup on the amount on the base prices for the items under the Provisional Sums to cover his overheads and profits | % | 0.1 | A429.6 | Contractor to quote ONLY for his percentage markup on the amount on the base prices for the items under the Provisional Sums to cover his overheads and profits | % | 0.1 | A429.6 | Contractor to quote ONLY for his percentage markup on the amount on the base prices for the items under the Provisional Sums to cover his overheads and profits | % | 0.1 | A429.6 | Contractor to quote ONLY for his percentage markup on the amount on the base prices for the items under the Provisional Sums to cover his overheads and profits | % | 0.1 | A429.6 | Contractor to quote ONLY for his percentage markup on the amount on the base prices for the items under the Provisional Sums to cover his overheads and profits | % | 0.1 | A429.6 | Contractor to quote ONLY for his percentage markup on the amount on the base prices for the items under the Provisional Sums to cover his overheads and profits | % | 0.1 | A429.6 | Contractor to quote ONLY for his percentage markup on the amount on the base prices for the items under the Provisional Sums to cover his overheads and profits | % | 0.1 | A429.6 | Contractor to quote ONLY for his percentage markup on the amount on the base prices for the items under the Provisional Sums to cover his overheads and profits | % | 0.1 | A429.6 | Contractor to quote ONLY for his percentage markup on the amount on the base prices for the items under the Provisional Sums to cover his overheads and profits | % | 0.1 | A429.6 | Contractor to quote ONLY for his percentage markup on the amount on the base prices for the items under the Provisional Sums to cover his overheads and profits | % | 0.1 | A429.6 | Contractor to quote ONLY for his percentage markup on the amount on the base prices for the items under the Provisional Sums to cover his overheads and profits | % | 0.1 | A429.6 | Contractor to quote ONLY for his percentage markup on the amount on the base prices for the items under the Provisional Sums to cover his overheads and profits | % | 0.1 | A429.6 | Contractor to quote ONLY for his percentage markup on the amount on the base prices for the items under the Provisional Sums to cover his overheads and profits | % | 0.1 | A429.6 | Contractor to quote ONLY for his percentage markup on the amount on the base prices for the items under the Provisional Sums to cover his overheads and profits | % | 0.1 | A429.6 | Contractor to quote ONLY for his percentage markup on the amount on the base prices for the items under the Provisional Sums to cover his overheads and profits | % | 0.1 | A429.6 | Contractor to quote ONLY for his percentage markup on the amount on the base prices for the items under the Provisional Sums to cover his overheads and profits | % | 0.1 | A429.6 | Contractor to quote ONLY for his percentage markup on the amount on the base prices for the items under the Provisional Sums to cover his overheads and profits | % | 0.1 | A429.6 | Contractor to quote ONLY for his percentage markup on the amount on the base prices for the items under the Provisional Sums to cover his overheads and profits | % | 0.1 | A429.6 | Contractor to quote ONLY for his percentage markup on the amount on the base prices for the items under the Provisional Sums to cover his overheads and profits | % | 0.1 | A429.6 | Contractor to quote ONLY for his percentage markup on the amount on the base prices for the items under the Provisional Sums to cover his overheads and profits | % | 0.1 | A429.6 | Contractor to quote ONLY for his percentage markup on the amount on the base prices for the items under the Provisional Sums to cover his overheads and profits | % | 0.1 | A429.6 | Contractor to quote ONLY for his percentage markup on the amount on the base prices for the items under the Provisional Sums to cover his overheads and profits | % | 0.1 | A429.6 | Contractor to quote ONLY for his percentage markup on the amount on the base prices for the items under the Provisional Sums to cover his overheads and profits | % | 0.1 | A429.6 | Contractor to quote ONLY for his percentage markup on the amount on the base prices for the items under the Provisional Sums to cover his overheads and profits | % | 0.1 | A429.6 | Contractor to quote ONLY for his percentage markup on the amount on the base prices for the items under the Provisional Sums to cover his overheads and profits | % | 0.1 | A429.6 | Contractor to quote ONLY for his percentage markup on the amount on the base prices for the items under the Provisional Sums to cover his overheads and profits | % | 0.1 | A429.6 | Contractor to quote ONLY for his percentage markup on the amount on the base prices for the items under the Provisional Sums to cover his overheads and profits | % | 0.1 | A429.6 | Contractor to quote ONLY for his percentage markup on the amount on the base prices for the items under the Provisional Sums to cover his overheads and profits | % | 0.1 | A429.6 | Contractor to quote ONLY for his percentage markup on the amount on the base prices for the items under the Provisional Sums to cover his overheads and profits | % | 0.1 | A429.6 | Contractor to quote ONLY for his percentage markup on the amount on the base prices for the items under the Provisional Sums to cover his overheads and profits | % | 0.1 | A429.6 | Contractor to quote ONLY for his percentage markup on the amount on the base prices for the items under the Provisional Sums to cover his overheads and profits | % | 0.1 | A429.6 | Contractor to quote ONLY for his percentage markup on the amount on the base prices for the items under the Provisional Sums to cover his overheads and profits | % | 0.1 | A429.6 | Contractor to quote ONLY for his percentage markup on the amount on the base prices for the items under the Provisional Sums to cover his overheads and profits | % | 0.1 | A429.6 | Contractor to quote ONLY for his percentage markup on the amount on the base prices for the items under the Provisional Sums to cover his overheads and profits | % | 0.1 | A429.6 | Contractor to quote ONLY for his percentage markup on the amount on the base prices for the items under the Provisional Sums to cover his overheads and profits | % | 0.1 | A429.6 | Contractor to quote ONLY for his percentage markup on the amount on the base prices for the items under the Provisional Sums to cover his overheads and profits | % | 0.1 | A429.6 | Contractor to quote ONLY for his percentage markup on the amount on the base prices for the items under the Provisional Sums to cover his overheads and profits | % | 0.1 | A429.6 | Contractor to quote ONLY for his percentage markup on the amount on the base prices for the items under the Provisional Sums to cover his overheads and profits | % | 0.1 | A429.6 | Contractor to quote ONLY for his percentage markup on the amount on the base prices for the items under the Provisional Sums to cover his overheads and profits | % | 0.1 | A429.6 | Contractor to quote ONLY for his percentage markup on the amount on the base prices for the items under the Provisional Sums to cover his overheads and profits | % | 0.1 | A429.6 | Contractor to quote ONLY for his percentage markup on the amount on the base prices for the items under the Provisional Sums to cover his overheads and profits | % | 0.1 | A429.6 | Contractor to quote ONLY for his percentage markup on the amount on the base prices for the items under the Provisional Sums to cover his overheads and profits | % | 0.1 | A429.6 | Contractor to quote ONLY for his percentage markup on the amount on the base prices for the items under the Provisional Sums to cover his overheads and profits | % | 0.1 | A429.6 | Contractor to quote ONLY for his percentage markup on the amount on the base prices for the items under the Provisional Sums to cover his overheads and profits | % | 0.1 | A429.6 | Contractor to quote ONLY for his percentage markup on the amount on the base prices for the items under the Provisional Sums to cover his overheads and profits | % | 0.1 | A429.6 | Contractor to quote ONLY for his percentage markup on the amount on the base prices for the items under the Provisional Sums to cover his overheads and profits | % | 0.1 | A429.6 | Contractor to quote ONLY for his percentage markup on the amount on the base prices for the items under the Provisional Sums to cover his overheads and profits | % | 0.1 | A429.6 | Contractor to quote ONLY for his percentage markup on the amount on the base prices for the items under the Provisional Sums to cover his overheads and profits | % | 0.1 | A429.6 | Contractor to quote ONLY for his percentage markup on the amount on the base prices for the items under the Provisional Sums to cover his overheads and profits | % | 0.1 | A429.6 | Contractor to quote ONLY for his percentage markup on the amount on the base prices for the items under the Provisional Sums to cover his overheads and profits | % | 0.1 | A429.6 | Contractor to quote ONLY for his percentage markup on the amount on the base prices for the items under the Provisional Sums to cover his overheads and profits | % | 0.1 | A429.6 | Contractor to quote ONLY for his percentage markup on the amount on the base prices for the items under the Provisional Sums to cover his overheads and profits | % | 0.1 | A429.6 | Contractor to quote ONLY for his percentage markup on the amount on the base prices for the items under the Provisional Sums to cover his overheads and profits | % | 0.1 | A429.6 | Contractor to quote ONLY for his percentage markup on the amount on the base prices for the items under the Provisional Sums to cover his overheads and profits | % | 0.1 | A429.6 | Contractor to quote ONLY for his percentage markup on the amount on the base prices for the items under the Provisional Sums to cover his overheads and profits | % | 0.1 | A429.6 | Contractor to quote ONLY for his percentage markup on the amount on the base prices for the items under the Provisional Sums to cover his overheads and profits | % | 0.1 | A429.6 | Contractor to quote ONLY for his percentage markup on the amount on the base prices for the items under the Provisional Sums to cover his overheads and profits | % | 0.1 | A429.6 | Contractor to quote ONLY for his percentage markup on the amount on the base prices for the items under the Provisional Sums to cover his overheads and profits | % | 0.1 | A429.6 | Contractor to quote ONLY for his percentage markup on the amount on the base prices for the items under the Provisional Sums to cover his overheads and profits | % | 0.1 | A429.6 | Contractor to quote ONLY for his percentage markup on the amount on the base prices for the items under the Provisional Sums to cover his overheads and profits | % | 0.1 | A429.6 | Contractor to quote ONLY for his percentage markup on the amount on the base prices for the items under the Provisional Sums to cover his overheads and profits | % | 0.1 | A429.6 | Contractor to quote ONLY for his percentage markup on the amount on the base prices for the items under the Provisional Sums to cover his overheads and profits | % | 0.1 | A429.6 | Contractor to quote ONLY for his percentage markup on the amount on the base prices for the items under the Provisional Sums to cover his overheads and profits | % | 0.1 | A429.6 | Contractor to quote ONLY for his percentage markup on the amount on the base prices for the items under the Provisional Sums to cover his overheads and profits | % | 0.1 | A429.6 | Contractor to quote ONLY for his percentage markup on the amount on the base prices for the items under the Provisional Sums to cover his overheads and profits | % | 0.1 | A429.6 | Contractor to quote ONLY for his percentage markup on the amount on the base prices for the items under the Provisional Sums to cover his overheads and profits | % | 0.1 | A429.6 | Contractor to quote ONLY for his percentage markup on the amount on the base prices for the items under the Provisional Sums to cover his overheads and profits | % | 0.1 | A429.6 | Contractor to quote ONLY for his percentage markup on the amount on the base prices for the items under the Provisional Sums to cover his overheads and profits | % | 0.1 | A429.6 | Contractor to quote ONLY for his percentage markup on the amount on the base prices for the items under the Provisional Sums to cover his overheads and profits | % | 0.1 | A429.6 | Contractor to quote ONLY for his percentage markup on the amount on the base prices for the items under the Provisional Sums to cover his overheads and profits | % | 0.1 | A429.6 | Contractor to quote ONLY for his percentage markup on the amount on the base prices for the items under the Provisional Sums to cover his overheads and profits | % | 0.1 | A429.6 | Contractor to quote ONLY for his percentage markup on the amount on the base prices for the items under the Provisional Sums to cover his overheads and profits | % | 0.1 | A429.6 | Contractor to quote ONLY for his percentage markup on the amount on the base prices for the items under the Provisional Sums to cover his overheads and profits | % | 0.1 | A429.6 | Contractor to quote ONLY for his percentage markup on the amount on the base prices for the items under the Provisional Sums to cover his overheads and profits | % | 0.1 | A429.6 | Contractor to quote ONLY for his percentage markup on the amount on the base prices for the items under the Provisional Sums to cover his overheads and profits | % | 0.1 | A429.6 | Contractor to quote ONLY for his percentage markup on the amount on the base prices for the items under the Provisional Sums to cover his overheads and profits | % | 0.1 | A429.6 | Contractor to quote ONLY for his percentage markup on the amount on the base prices for the items under the Provisional Sums to cover his overheads and profits | % | 0.1 | A429.6 | Contractor to quote ONLY for his percentage markup on the amount on the base prices for the items under the Provisional Sums to cover his overheads and profits | % | 0.1 | A429.6 | Contractor to quote ONLY for his percentage markup on the amount on the base prices for the items under the Provisional Sums to cover his overheads and profits | % | 0.1 | A429.6 | Contractor to quote ONLY for his percentage markup on the amount on the base prices for the items under the Provisional Sums to cover his overheads and profits | % | 0.1 | A429.6 | Contractor to quote ONLY for his percentage markup on the amount on the base prices for the items under the Provisional Sums to cover his overheads and profits | % | 0.1 | A429.6 | Contractor to quote ONLY for his percentage markup on the amount on the base prices for the items under the Provisional Sums to cover his overheads and profits | % | 0.1 | A429.6 | Contractor to quote ONLY for his percentage markup on the amount on the base prices for the items under the Provisional Sums to cover his overheads and profits | % | 0.1 | A429.6 | Contractor to quote ONLY for his percentage markup on the amount on the base prices for the items under the Provisional Sums to cover his overheads and profits | % | 0.1 | A429.6 | Contractor to quote ONLY for his percentage markup on the amount on the base prices for the items under the Provisional Sums to cover his overheads and profits | % | 0.1 | A429.6 | Contractor to quote ONLY for his percentage markup on the amount on the base prices for the items under the Provisional Sums to cover his overheads and profits | % | 0.1 | A429.6 | Contractor to quote ONLY for his percentage markup on the amount on the base prices for the items under the Provisional Sums to cover his overheads and profits | % | 0.1 | A429.6 | Contractor to quote ONLY for his percentage markup on the amount on the base prices for the items under the Provisional Sums to cover his overheads and profits | % | 0.1 | A429.6 | Contractor to quote ONLY for his percentage markup on the amount on the base prices for the items under the Provisional Sums to cover his overheads and profits | % | 0.1 | A429.6 | Contractor to quote ONLY for his percentage markup on the amount on the base prices for the items under the Provisional Sums to cover his overheads and profits | % | 0.1 | A429.6 | Contractor to quote ONLY for his percentage markup on the amount on the base prices for the items under the Provisional Sums to cover his overheads and profits | % | 0.1 | A429.6 | Contractor to quote ONLY for his percentage markup on the amount on the base prices for the items under the Provisional Sums to cover his overheads and profits | % | 0.1 | A429.6 | Contractor to quote ONLY for his percentage markup on the amount on the base prices for the items under the Provisional Sums to cover his overheads and profits | % | 0.1 | A429.6 | Contractor to quote ONLY for his percentage markup on the amount on the base prices for the items under the Provisional Sums to cover his overheads and profits | % | 0.1 | A429.6 | Contractor to quote ONLY for his percentage markup on the amount on the base prices for the items under the Provisional Sums to cover his overheads and profits | % | 0.1 | A429.6 | Contractor to quote ONLY for his percentage markup on the amount on the base prices for the items under the Provisional Sums to cover his overheads and profits | % | 0.1 | A429.6 | Contractor to quote ONLY for his percentage markup on the amount on the base prices for the items under the Provisional Sums to cover his overheads and profits | % | 0.1 | A429.6 | Contractor to quote ONLY for his percentage markup on the amount on the base prices for the items under the Provisional Sums to cover his overheads and profits | % | 0.1 | A429.6 | Contractor to quote ONLY for his percentage markup on the amount on the base prices for the items under the Provisional Sums to cover his overheads and profits | % | 0.1 | A429.6 | Contractor to quote ONLY for his percentage markup on the amount on the base prices for the items under the Provisional Sums to cover his overheads and profits | % | 0.1 | A429.6 | Contractor to quote ONLY for his percentage markup on the amount on the base prices for the items under the Provisional Sums to cover his overheads and profits | % | 0.1 | A429.6 | Contractor to quote ONLY for his percentage markup on the amount on the base prices for the items under the Provisional Sums to cover his overheads and profits | % | 0.1 | A429.6 | Contractor to quote ONLY for his percentage markup on the amount on the base prices for the items under the Provisional Sums to cover his overheads and profits | % | 0.1 | A429.6 | Contractor to quote ONLY for his percentage markup on the amount on the base prices for the items under the Provisional Sums to cover his overheads and profits | % | 0.1 | A429.6 | Contractor to quote ONLY for his percentage markup on the amount on the base prices for the items under the Provisional Sums to cover his overheads and profits | % | 0.1 | A429.6 | Contractor to quote ONLY for his percentage markup on the amount on the base prices for the items under the Provisional Sums to cover his overheads and profits | % | 0.1 | A429.6 | Contractor to quote ONLY for his percentage markup on the amount on the base prices for the items under the Provisional Sums to cover his overheads and profits | % | 0.1 | A429.6 | Contractor to quote ONLY for his percentage markup on the amount on the base prices for the items under the Provisional Sums to cover his overheads and profits | % | 0.1 | A429.6 | Contractor to quote ONLY for his percentage markup on the amount on the base prices for the items under the Provisional Sums to cover his overheads and profits | % | 0.1 | A429.6 | Contractor to quote ONLY for his percentage markup on the amount on the base prices for the items under the Provisional Sums to cover his overheads and profits | % | 0.1 | A429.6 | Contractor to quote ONLY for his percentage markup on the amount on the base prices for the items under the Provisional Sums to cover his overheads and profits | % | 0.1 | A429.6 | Contractor to quote ONLY for his percentage markup on the amount on the base prices for the items under the Provisional Sums to cover his overheads and profits | % | 0.1 | A429.6 | Contractor to quote ONLY for his percentage markup on the amount on the base prices for the items under the Provisional Sums to cover his overheads and profits | % | 0.1 | A429.6 | Contractor to quote ONLY for his percentage markup on the amount on the base prices for the items under the Provisional Sums to cover his overheads and profits | % | 0.1 | A429.6 | Contractor to quote ONLY for his percentage markup on the amount on the base prices for the items under the Provisional Sums to cover his overheads and profits | % | 0.1 | A429.6 | Contractor to quote ONLY for his percentage markup on the amount on the base prices for the items under the Provisional Sums to cover his overheads and profits | % | 0.1 | A429.6 | Contractor to quote ONLY for his percentage markup on the amount on the base prices for the items under the Provisional Sums to cover his overheads and profits | % | 0.1 | A429.6 | Contractor to quote ONLY for his percentage markup on the amount on the base prices for the items under the Provisional Sums to cover his overheads and profits | % | 0.1 | A429.6 | Contractor to quote ONLY for his percentage markup on the amount on the base prices for the items under the Provisional Sums to cover his overheads and profits | % | 0.1 | A429.6 | Contractor to quote ONLY for his percentage markup on the amount on the base prices for the items under the Provisional Sums to cover his overheads and profits | % | 0.1 | A429.6 | Contractor to quote ONLY for his percentage markup on the amount on the base prices for the items under the Provisional Sums to cover his overheads and profits | % | 0.1 | A429.6 | Contractor to quote ONLY for his percentage markup on the amount on the base prices for the items under the Provisional Sums to cover his overheads and profits | % | 0.1 | A429.6 | Contractor to quote ONLY for his percentage markup on the amount on the base prices for the items under the Provisional Sums to cover his overheads and profits | % | 0.1 | A429.6 | Contractor to quote ONLY for his percentage markup on the amount on the base prices for the items under the Provisional Sums to cover his overheads and profits | % | 0.1 | A429.6 | Contractor to quote ONLY for his percentage markup on the amount on the base prices for the items under the Provisional Sums to cover his overheads and profits | % | 0.1 | A429.6 | Contractor to quote ONLY for his percentage markup on the amount on the base prices for the items under the Provisional Sums to cover his overheads and profits | % | 0.1 | A429.6 | Contractor to quote ONLY for his percentage markup on the amount on the base prices for the items under the Provisional Sums to cover his overheads and profits | % | 0.1 | A429.6 | Contractor to quote ONLY for his percentage markup on the amount on the base prices for the items under the Provisional Sums to cover his overheads and profits | % | 0.1 | A429.6 | Contractor to quote ONLY for his percentage markup on the amount on the base prices for the items under the Provisional Sums to cover his overheads and profits | % | 0.1 | A429.6 | Contractor to quote ONLY for his percentage markup on the amount on the base prices for the items under the Provisional Sums to cover his overheads and profits | % | 0.1 | A429.6 | Contractor to quote ONLY for his percentage markup on the amount on the base prices for the items under the Provisional Sums to cover his overheads and profits | % | 0.1 | A429.6 | Contractor to quote ONLY for his percentage markup on the amount on the base prices for the items under the Provisional Sums to cover his overheads and profits | % | 0.1 | A429.6 | Contractor to quote ONLY for his percentage markup on the amount on the base prices for the items under the Provisional Sums to cover his overheads and profits | % | 0.1 | A429.6 | Contractor to quote ONLY for his percentage markup on the amount on the base prices for the items under the Provisional Sums to cover his overheads and profits | % | 0.1 | A429.6 | Contractor to quote ONLY for his percentage markup on the amount on the base prices for the items under the Provisional Sums to cover his overheads and profits | % | 0.1 | A429.6 | Contractor to quote ONLY for his percentage markup on the amount on the base prices for the items under the Provisional Sums to cover his overheads and profits | % | 0.1 | A429.6 | Contractor to quote ONLY for his percentage markup on the amount on the base prices for the items under the Provisional Sums to cover his overheads and profits | % | 0.1 | A429.6 | Contractor to quote ONLY for his percentage markup on the amount on the base prices for the items under the Provisional Sums to cover his overheads and profits | % | 0.1 | A429.6 | Contractor to quote ONLY for his percentage markup on the amount on the base prices for the items under the Provisional Sums to cover his overheads and profits | % | 0.1 | A429.6 | Contractor to quote ONLY for his percentage markup on the amount on the base prices for the items under the Provisional Sums to cover his overheads and profits | % | 0.1 | A429.6 | Contractor to quote ONLY for his percentage markup on the amount on the base prices for the items under the Provisional Sums to cover his overheads and profits | % | 0.1 | A429.6 | Contractor to quote ONLY for his percentage markup on the amount on the base prices for the items under the Provisional Sums to cover his overheads and profits | % | 0.1 | A429.6 | Contractor to quote ONLY for his percentage markup on the amount on the base prices for the items under the Provisional Sums to cover his overheads and profits | % | 0.1 | A429.6 | Contractor to quote ONLY for his percentage markup on the amount on the base prices for the items under the Provisional Sums to cover his overheads and profits | % | 0.1 | A429.6 | Contractor to quote ONLY for his percentage markup on the amount on the base prices for the items under the Provisional Sums to cover his overheads and profits | % | 0.1 | A429.6 | Contractor to quote ONLY for his percentage markup on the amount on the base prices for the items under the Provisional Sums to cover his overheads and profits | % | 0.1 | A429.6 | Contractor to quote ONLY for his percentage markup on the amount on the base prices for the items under the Provisional Sums to cover his overheads and profits | % | 0.1 | A429.6 | Contractor to quote ONLY for his percentage markup on the amount on the base prices for the items under the Provisional Sums to cover his overheads and profits | % | 0.1 | A429.6 | Contractor to quote ONLY for his percentage markup on the amount on the base prices for the items under the Provisional Sums to cover his overheads and profits | % | 0.1 | A429.6 | Contractor to quote ONLY for his percentage markup on the amount on the base prices for the items under the Provisional Sums to cover his overheads and profits | % | 0.1 | A429.6 | Contractor to quote ONLY for his percentage markup on the amount on the base prices for the items under the Provisional Sums to cover his overheads and profits | % | 0.1 | A429.6 | Contractor to quote ONLY for his percentage markup on the amount on the base prices for the items under the Provisional Sums to cover his overheads and profits | % | 0.1 | A429.6 | Contractor to quote ONLY for his percentage markup on the amount on the base prices for the items under the Provisional Sums to cover his overheads and profits | % | 0.1 | A429.6 | Contractor to quote ONLY for his percentage markup on the amount on the base prices for the items under the Provisional Sums to cover his overheads and profits | % | 0.1 | A429.6 | Contractor to quote ONLY for his percentage markup on the amount on the base prices for the items under the Provisional Sums to cover his overheads and profits | % | 0.1 | A429.6 | Contractor to quote ONLY for his percentage markup on the amount on the base prices for the items under the Provisional Sums to cover his overheads and profits | % | 0.1 | A429.6 | Contractor to quote ONLY for his percentage markup on the amount on the base prices for the items under the Provisional Sums to cover his overheads and profits | % | 0.1 | A429.6 | Contractor to quote ONLY for his percentage markup on the amount on the base prices for the items under the Provisional Sums to cover his overheads and profits | % | 0.1 | A429.6 | Contractor to quote ONLY for his percentage markup on the amount on the base prices for the items under the Provisional Sums to cover his overheads and profits | % | 0.1 | A429.6 | Contractor to quote ONLY for his percentage markup on the amount on the base prices for the items under the Provisional Sums to cover his overheads and profits | % | 0.1 | A429.6 | Contractor to quote ONLY for his percentage markup on the amount on the base prices for the items under the Provisional Sums to cover his overheads and profits | % | 0.1 | A429.6 | Contractor to quote ONLY for his percentage markup on the amount on the base prices for the items under the Provisional Sums to cover his overheads and profits | % | 0.1 | A429.6 | Contractor to quote ONLY for his percentage markup on the amount on the base prices for the items under the Provisional Sums to cover his overheads and profits | % | 0.1 | A429.6 | Contractor to quote ONLY for his percentage markup on the amount on the base prices for the items under the Provisional Sums to cover his overheads and profits | % | 0.1 | A429.6 | Contractor to quote ONLY for his percentage markup on the amount on the base prices for the items under the Provisional Sums to cover his overheads and profits | % | 0.1 | A429.6 | Contractor to quote ONLY for his percentage markup on the amount on the base prices for the items under the Provisional Sums to cover his overheads and profits | % | 0.1 | A429.6 | Contractor to quote ONLY for his percentage markup on the amount on the base prices for the items under the Provisional Sums to cover his overheads and profits | % | 0.1 | A429.6 | Contractor to quote ONLY for his percentage markup on the amount on the base prices for the items under the Provisional Sums to cover his overheads and profits | % | 0.1 | A429.6 | Contractor to quote ONLY for his percentage markup on the amount on the base prices for the items under the Provisional Sums to cover his overheads and profits | % | 0.1 | A429.6 | Contractor to quote ONLY for his percentage markup on the amount on the base prices for the items under the Provisional Sums to cover his overheads and profits | % | 0.1 | A429.6 | Contractor to quote ONLY for his percentage markup on the amount on the base prices for the items under the Provisional Sums to cover his overheads and profits | % | 0.1 | A429.6 | Contractor to quote ONLY for his percentage markup on the amount on the base prices for the items under the Provisional Sums to cover his overheads and profits | % | 0.1 | A429.6 | Contractor to quote ONLY for his percentage markup on the amount on the base prices for the items under the Provisional Sums to cover his overheads and profits | % | 0.1 | A429.6 | Contractor to quote ONLY for his percentage markup on the amount on the base prices for the items under the Provisional Sums to cover his overheads and profits | % | 0.1 | A429.6 | Contractor to quote ONLY for his percentage markup on the amount on the base prices for the items under the Provisional Sums to cover his overheads and profits | % | 0.1 | A429.6 | Contractor to quote ONLY for his percentage markup on the amount on the base prices for the items under the Provisional Sums to cover his overheads and profits | % | 0.1 | A429.6 | Contractor to quote ONLY for his percentage markup on the amount on the base prices for the items under the Provisional Sums to cover his overheads and profits | % | 0.1 | A429.6 | Contractor to quote ONLY for his percentage markup on the amount on the base prices for the items under the Provisional Sums to cover his overheads and profits | % | 0.1 | A429.6 | Contractor to quote ONLY for his percentage markup on the amount on the base prices for the items under the Provisional Sums to cover his overheads and profits | % | 0.1 | A429.6 | Contractor to quote ONLY for his percentage markup on the amount on the base prices for the items under the Provisional Sums to cover his overheads and profits | % | 0.1 | A429.6 | Contractor to quote ONLY for his percentage markup on the amount on the base prices for the items under the Provisional Sums to cover his overheads and profits | % | 0.1 | A429.6 | Contractor to quote ONLY for his percentage markup on the amount on the base prices for the items under the Provisional Sums to cover his overheads and profits | % | 0.1 | A429.6 | Contractor to quote ONLY for his percentage markup on the amount on the base prices for the items under the Provisional Sums to cover his overheads and profits | % | 0.1 | A429.6 | Contractor to quote ONLY for his percentage markup on the amount on the base prices for the items under the Provisional Sums to cover his overheads and profits | % | 0.1 | A429.6 | Contractor to quote ONLY for his percentage markup on the amount on the base prices for the items under the Provisional Sums to cover his overheads and profits | % | 0.1 | A429.6 | Contractor to quote ONLY for his percentage markup on the amount on the base prices for the items under the Provisional Sums to cover his overheads and profits | % | 0.1 | A429.6 | Contractor to quote ONLY for his percentage markup on the amount on the base prices for the items under the Provisional Sums to cover his overheads and profits | % | 0.1 | A429.6 | Contractor to quote ONLY for his percentage markup on the amount on the base prices for the items under the Provisional Sums to cover his overheads and profits | % | 0.1 | A429.6 | Contractor to quote ONLY for his percentage markup on the amount on the base prices for the items under the Provisional Sums to cover his overheads and profits | % | 0.1 | A429.6 | Contractor to quote ONLY for his percentage markup on the amount on the base prices for the items under the Provisional Sums to cover his overheads and profits | % | 0.1 | A429.6 | Contractor to quote ONLY for his percentage markup on the amount on the base prices for the items under the Provisional Sums to cover his overheads and profits | % | 0.1 | A429.6 | Contractor to quote ONLY for his percentage markup on the amount on the base prices for the items under the Provisional Sums to cover his overheads and profits | % | 0.1 | A429.6 | Contractor to quote ONLY for his percentage markup on the amount on the base prices for the items under the Provisional Sums to cover his overheads and profits | % | 0.1 | A429.6 | Contractor to quote ONLY for his percentage markup on the amount on the base prices for the items under the Provisional Sums to cover his overheads and profits | % | 0.1 | A429.6 | Contractor to quote ONLY for his percentage markup on the amount on the base prices for the items under the Provisional Sums to cover his overheads and profits | % | 0.1 | A429.6 | Contractor to quote ONLY for his percentage markup on the amount on the base prices for the items under the Provisional Sums to cover his overheads and profits | % | 0.1 | A429.6 | Contractor to quote ONLY for his percentage markup on the amount on the base prices for the items under the Provisional Sums to cover his overheads and profits | % | 0.1 | A429.6 | Contractor to quote ONLY for his percentage markup on the amount on the base prices for the items under the Provisional Sums to cover his overheads and profits | % | 0.1 | A429.6 | Contractor to quote ONLY for his percentage markup on the amount on the base prices for the items under the Provisional Sums to cover his overheads and profits | % | 0.1 | A429.6 | Contractor to quote ONLY for his percentage markup on the amount on the base prices for the items under the Provisional Sums to cover his overheads and profits | % | 0.1 | A429.6 | Contractor to quote ONLY for his percentage markup on the amount on the base prices for the items under the Provisional Sums to cover his overheads and profits | % | 0.1 | A429.6 | Contractor to quote ONLY for his percentage markup on the amount on the base prices for the items under the Provisional Sums to cover his overheads and profits | % | 0.1 | A429.6 | Contractor to quote ONLY for his percentage markup on the amount on the base prices for the items under the Provisional Sums to cover his overheads and profits | % | 0.1 | A429.6 | Contractor to quote ONLY for his percentage markup on the amount on the base prices for the items under the Provisional Sums to cover his overheads and profits | % | 0.1 | A429.6 | Contractor to quote ONLY for his percentage markup on the amount on the base prices for the items under the Provisional Sums to cover his overheads and profits | % | 0.1 | A429.6 | Contractor to quote ONLY for his percentage markup on the amount on the base prices for the items under the Provisional Sums to cover his overheads and profits | % | 0.1 | A429.6 | Contractor to quote ONLY for his percentage markup on the amount on the base prices for the items under the Provisional Sums to cover his overheads and profits | % | 0.1 | A429.6 | Contractor to quote ONLY for his percentage markup on the amount on the base prices for the items under the Provisional Sums to cover his overheads and profits | % | 0.1 | A429.6 | Contractor to quote ONLY for his percentage markup on the amount on the base prices for the items under the Provisional Sums to cover his overheads and profits | % | 0.1 | A429.6 | Contractor to quote ONLY for his percentage markup on the amount on the base prices for the items under the Provisional Sums to cover his overheads and profits | % | 0.1 | A429.6 | Contractor to quote ONLY for his percentage markup on the amount on the base prices for the items under the Provisional Sums to cover his overheads and profits | % | 0.1 | A429.6 | Contractor to quote ONLY for his percentage markup on the amount on the base prices for the items under the Provisional Sums to cover his overheads and profits | % | 0.1 | A429.6 | Contractor to quote ONLY for his percentage markup on the amount on the base prices for the items under the Provisional Sums to cover his overheads and profits | % | 0.1 | A429.6 | Contractor to quote ONLY for his percentage markup on the amount on the base prices for the items under the Provisional Sums to cover his overheads and profits | % | 0.1 | A429.6 | Contractor to quote ONLY for his percentage markup on the amount on the base prices for the items under the Provisional Sums to cover his overheads and profits | % | 0.1 | A429.6 | Contractor to quote ONLY for his percentage markup on the amount on the base prices for the items under the Provisional Sums to cover his overheads and profits | % | 0.1 | A429.6 | Contractor to quote ONLY for his percentage markup on the amount on the base prices for the items under the Provisional Sums to cover his overheads and profits | % | 0.1 | A429.6 | Contractor to quote ONLY for his percentage markup on the amount on the base prices for the items under the Provisional Sums to cover his overheads and profits | % | 0.1 | A429.6 | Contractor to quote ONLY for his percentage markup on the amount on the base prices for the items under the Provisional Sums to cover his overheads and profits | % | 0.1 | A429.6 | Contractor to quote ONLY for his percentage markup on the amount on the base prices for the items under the Provisional Sums to cover his overheads and profits | % | 0.1 | A429.6 | Contractor to quote ONLY for his percentage markup on the amount on the base prices for the items under the Provisional Sums to cover his overheads and profits | % | 0.1 | A429.6 | Contractor to quote ONLY for his percentage markup on the amount on the base prices for the items under the Provisional Sums to cover his overheads and profits | % | 0.1 | A429.6 | Contractor to quote ONLY for his percentage markup on the amount on the base prices for the items under the Provisional Sums to cover his overheads and profits | % | 0.1 | A429.6 | Contractor to quote ONLY for his percentage markup on the amount on the base prices for the items under the Provisional Sums to cover his overheads and profits | % | 0.1 | A429.6 | Contractor to quote ONLY for his percentage markup on the amount on the base prices for the items under the Provisional Sums to cover his overheads and profits | % | 0.1 | A429.6 | Contractor to quote ONLY for his percentage markup on the amount on the base prices for the items under the Provisional Sums to cover his overheads and profits | % | 0.1 | A429.6 | Contractor to quote ONLY for his percentage markup on the amount on the base prices for the items under the Provisional Sums to cover his overheads and profits | % | 0.1 | A429.6 | Contractor to quote ONLY for his percentage markup on the amount on the base prices for the items under the Provisional Sums to cover his overheads and profits | % | 0.1 | A429.6 | Contractor to quote ONLY for his percentage markup on the amount on the base prices for the items under the Provisional Sums to cover his overheads and profits | % | 0.1 | A429.6 | Contractor to quote ONLY for his percentage markup on the amount on the base prices for the items under the Provisional Sums to cover his overheads and profits | % | 0.1 | A429.6 | Contractor to quote ONLY for his percentage markup on the amount on the base prices for the items under the Provisional Sums to cover his overheads and profits | % | 0.1 | A429.6 | Contractor to quote ONLY for his percentage markup on the amount on the base prices for the items under the Provisional Sums to cover his overheads and profits | % | 0.1 | A429.6 | Contractor to quote ONLY for his percentage markup on the amount on the base prices for the items under the Provisional Sums to cover his overheads and profits | % | 0.1 | A429.6 | Contractor to quote ONLY for his percentage markup on the amount on the base prices for the items under the Provisional Sums to cover his overheads and profits | % | 0.1 | A429.6 | Contractor to quote ONLY for his percentage markup on the amount on the base prices for the items under the Provisional Sums to cover his overheads and profits | % | 0.1 | A429.6 | Contractor to quote ONLY for his percentage markup on the amount on the base prices for the items under the Provisional Sums to cover his overheads and profits | % | 0.1 | A429.6 | Contractor to quote ONLY for his percentage markup on the amount on the base prices for the items under the Provisional Sums to cover his overheads and profits | % | 0.1 | A429.6 | Contractor to quote ONLY for his percentage markup on the amount on the base prices for the items under the Provisional Sums to cover his overheads and profits | % | 0.1 | A429.6 | Contractor to quote ONLY for his percentage markup on the amount on the base prices for the items under the Provisional Sums to cover his overheads and profits | % | 0.1 | A429.6 | Contractor to quote ONLY for his percentage markup on the amount on the base prices for the items under the Provisional Sums to cover his overheads and profits | % | 0.1 | A429.6 | Contractor to quote ONLY for his percentage markup on the amount on the base prices for the items under the Provisional Sums to cover his overheads and profits | % | 0.1 | A429.6 | Contractor to quote ONLY for his percentage markup on the amount on the base prices for the items under the Provisional Sums to cover his overheads and profits | % | 0.1 | A429.6 | Contractor to quote ONLY for his percentage markup on the amount on the base prices for the items under the Provisional Sums to cover his overheads and profits | % | 0.1 | A429.6 | Contractor to quote ONLY for his percentage markup on the amount on the base prices for the items under the Provisional Sums to cover his overheads and profits | % | 0.1 | A429.6 | Contractor to quote ONLY for his percentage markup on the amount on the base prices for the items under the Provisional Sums to cover his overheads and profits | % | 0.1 | A429.6 | Contractor to quote ONLY for his percentage markup on the amount on the base prices for the items under the Provisional Sums to cover his overheads and profits | % | 0.1 | A429.6 | Contractor to quote ONLY for his percentage markup on the amount on the base prices for the items under the Provisional Sums to cover his overheads and profits | % | 0.1 | A429.6 | Contractor to quote ONLY for his percentage markup on the amount on the base prices for the items under the Provisional Sums to cover his overheads and profits | % | 0.1 | A429.6 | Contractor to quote ONLY for his percentage markup on the amount on the base prices for the items under the Provisional Sums to cover his overheads and profits | % | 0.1 | A429.6 | Contractor to quote ONLY for his percentage markup on the amount on the base prices for the items under the Provisional Sums to cover his overheads and profits | % | 0.1 | A429.6 | Contractor to quote ONLY for his percentage markup on the amount on the base prices for the items under the Provisional Sums to cover his overheads and profits | % | 0.1 | A429.6 | Contractor to quote ONLY for his percentage markup on the amount on the base prices for the items under the Provisional Sums to cover his overheads and profits | % | 0.1 | A429.6 | Contractor to quote ONLY for his percentage markup on the amount on the base prices for the items under the Provisional Sums to cover his overheads and profits | % | 0.1 | A429.6 | Contractor to quote ONLY for his percentage markup on the amount on the base prices for the items under the Provisional Sums to cover his overheads and profits | % | 0.1 | A429.6 | Contractor to quote ONLY for his percentage markup on the amount on the base prices for the items under the Provisional Sums to cover his overheads and profits | % | 0.1 | A429.6 | Contractor to quote ONLY for his percentage markup on the amount on the base prices for the items under the Provisional Sums to cover his overheads and profits | % | 0.1 | A429.6 | Contractor to quote ONLY for his percentage markup on the amount on the base prices for the items under the Provisional Sums to cover his overheads and profits | % | 0.1 | A429.6 | Contractor to quote ONLY for his percentage markup on the amount on the base prices for the items under the Provisional Sums to cover his overheads and profits | % | 0.1 | A429.6 | Contractor to quote ONLY for his percentage markup on the amount on the base prices for the items under the Provisional Sums to cover his overheads and profits | % | 0.1 | A429.6 | Contractor to quote ONLY for his percentage markup on the amount on the base prices for the items under the Provisional Sums to cover his overheads and profits | % | 0.1 | A429.6 | Contractor to quote ONLY for his percentage markup on the amount on the base prices for the items under the Provisional Sums to cover his overheads and profits | % | 0.1 | A429.6 | Contractor to quote ONLY for his percentage markup on the amount on the base prices for the items under the Provisional Sums to cover his overheads and profits | % | 0.1 | A429.6 | Contractor to quote ONLY for his percentage markup on the amount on the base prices for the items under the Provisional Sums to cover his overheads and profits | % | 0.1 | A429.6 | Contractor to quote ONLY for his percentage markup on the amount on the base prices for the items under the Provisional Sums to cover his overheads and profits | % | 0.1 | A429.6 | Contractor to quote ONLY for his percentage markup on the amount on the base prices for the items under the Provisional Sums to cover his overheads and profits | % | 0.1 | A429.6 | Contractor to quote ONLY for his percentage markup on the amount on the base prices for the items under the Provisional Sums to cover his overheads and profits | % | 0.1 | A429.6 | Contractor to quote ONLY for his percentage markup on the amount on the base prices for the items under the Provisional Sums to cover his overheads and profits | % | 0.1 | A429.6 | Contractor to quote ONLY for his percentage markup on the amount on the base prices for the items under the Provisional Sums to cover his overheads and profits | % | 0.1 | A429.6 | Contractor to quote ONLY for his percentage markup on the amount on the base prices for the items under the Provisional Sums to cover his overheads and profits | % | 0.1 | A429.6 | Contractor to quote ONLY for his percentage markup on the amount on the base prices for the items under the Provisional Sums to cover his overheads and profits | % | 0.1 | A429.6 | Contractor to quote ONLY for his percentage markup on the amount on the base prices for the items under the Provisional Sums to cover his overheads and profits | % | 0.1 | A429.6 | Contractor to quote ONLY for his percentage markup on the amount on the base prices for the items under the Provisional Sums to cover his overheads and profits | % | 0.1 | A429.6 | Contractor to quote ONLY for his percentage markup on the amount on the base prices for the items under the Provisional Sums to cover his overheads and profits | % | 0.1 | A429.6 | Contractor to quote ONLY for his percentage markup on the amount on the base prices for the items under the Provisional Sums to cover his overheads and profits | % | 0.1 | A429.6 | Contractor to quote ONLY for his percentage markup on the amount on the base prices for the items under the Provisional Sums to cover his overheads and profits | % | 0.1 | A429.6 | Contractor to quote ONLY for his percentage markup on the amount on the base prices for the items under the Provisional Sums to cover his overheads and profits | % | 0.1 | A429.6 | Contractor to quote ONLY for his percentage markup on the amount on the base prices for the items under the Provisional Sums to cover his overheads and profits | % | 0.1 | A429.6 | Contractor to quote ONLY for his percentage markup on the amount on the base prices for the items under the Provisional Sums to cover his overheads and profits | % | 0.1 | A429.6 | Contractor to quote ONLY for his percentage markup on the amount on the base prices for the items under the Provisional Sums to cover his overheads and profits | % | 0.1 | A429.6 | Contractor to quote ONLY for his percentage markup on the amount on the base prices for the items under the Provisional Sums to cover his overheads and profits | % | 0.1 | A429.6 | Contractor to quote ONLY for his percentage markup on the amount on the base prices for the items under the Provisional Sums to cover his overheads and profits | % | 0.1 | A429.6 | Contractor to quote ONLY for his percentage markup on the amount on the base prices for the items under the Provisional Sums to cover his overheads and profits | % | 0.1 | A429.6 | Contractor to quote ONLY for his percentage markup on the amount on the base prices for the items under the Provisional Sums to cover his overheads and profits | % | 0.1 | A429.6 | Contractor to quote ONLY for his percentage markup on the amount on the base prices for the items under the Provisional Sums to cover his overheads and profits | % | 0.1 | A429.6 | Contractor to quote ONLY for his percentage markup on the amount on the base prices for the items under the Provisional Sums to cover his overheads and profits | % | 0.1 | A429.6 | Contractor to quote ONLY for his percentage markup on the amount on the base prices for the items under the Provisional Sums to cover his overheads and profits | % | 0.1 | A429.6 | Contractor to quote ONLY for his percentage markup on the amount on the base prices for the items under the Provisional Sums to cover his overheads and profits | % | 0.1 | A429.6 | Contractor to quote ONLY for his percentage markup on the amount on the base prices for the items under the Provisional Sums to cover his overheads and profits | % | 0.1 | A429.6 | Contractor to quote ONLY for his percentage markup on the amount on the base prices for the items under the Provisional Sums to cover his overheads and profits | % | 0.1 | A429.6 | Contractor to quote ONLY for his percentage markup on the amount on the base prices for the items under the Provisional Sums to cover his overheads and profits | % | 0.1 | A429.6 | Contractor to quote ONLY for his percentage markup on the amount on the base prices for the items under the Provisional Sums to cover his overheads and profits | % | 0.1 | A429.6 | Contractor to quote ONLY for his percentage markup on the amount on the base prices for the items under the Provisional Sums to cover his overheads and profits | % | 0.1 | A429.6 | Contractor to quote ONLY for his percentage markup on the amount on the base prices for the items under the Provisional Sums to cover his overheads and profits | % | 0.1 | A429.6 | Contractor to quote ONLY for his percentage markup on the amount on the base prices for the items under the Provisional Sums to cover his overheads and profits | % | 0.1 | A429.6 | Contractor to quote ONLY for his percentage markup on the amount on the base prices for the items under the Provisional Sums to cover his overheads and profits | % | 0.1 | A429.6 | Contractor to quote ONLY for his percentage markup on the amount on the base prices for the items under the Provisional Sums to cover his overheads and profits | % | 0.1 | A429.6 | Contractor to quote ONLY for his percentage markup on the amount on the base prices for the items under the Provisional Sums to cover his overheads and profits | % | 0.1 | A429.6 | Contractor to quote ONLY for his percentage markup on the amount on the base prices for the items under the Provisional Sums to cover his overheads and profits | % | 0.1 | A429.6 | Contractor to quote ONLY for his percentage markup on the amount on the base prices for the items under the Provisional Sums to cover his overheads and profits | % | 0.1 | A429.6 | Contractor to quote ONLY for his percentage markup on the amount on the base prices for the items under the Provisional Sums to cover his overheads and profits | % | 0.1 | A429.6 | Contractor to quote ONLY for his percentage markup on the amount on the base prices for the items under the Provisional Sums to cover his overheads and profits | % | 0.1 | A429.6 | Contractor to quote ONLY for his percentage markup on the amount on the base prices for the items under the Provisional Sums to cover his overheads and profits | % | 0.1 | A429.6 | Contractor to quote ONLY for his percentage markup on the amount on the base prices for the items under the Provisional Sums to cover his overheads and profits | % | 0.1 | A429.6 | Contractor to quote ONLY for his percentage markup on the amount on the base prices for the items under the Provisional Sums to cover his overheads and profits | % | 0.1 | A429.6 | Contractor to quote ONLY for his percentage markup on the amount on the base prices for the items under the Provisional Sums to cover his overheads and profits | % | 0.1 | A429.6 | Contractor to quote ONLY for his percentage markup on the amount on the base prices for the items under the Provisional Sums to cover his overheads and profits | % | 0.1 | A429.6 | Contractor to quote ONLY for his percentage markup on the amount on the base prices for the items under the Provisional Sums to cover his overheads and profits | % | 0.1 | A429.6 | Contractor to quote ONLY for his percentage markup on the amount on the base prices for the items under the Provisional Sums to cover his overheads and profits | % | 0.1 | A429.6 | Contractor to quote ONLY for his percentage markup on the amount on the base prices for the items under the Provisional Sums to cover his overheads and profits | % | 0.1 | A429.6 | Contractor to quote ONLY for his percentage markup on the amount on the base prices for the items under the Provisional Sums to cover his overheads and profits | % | 0.1 | A429.6 | Contractor to quote ONLY for his percentage markup on the amount on the base prices for the items under the Provisional Sums to cover his overheads and profits | % | 0.1 | A429.6 | Contractor to quote ONLY for his percentage markup on the amount on the base prices for the items under the Provisional Sums to cover his overheads and profits | % | 0.1 | A429.6 | Contractor to quote ONLY for his percentage markup on the amount on the base prices for the items under the Provisional Sums to cover his overheads and profits | % | 0.1 | A429.6 | Contractor to quote ONLY for his percentage markup on the amount on the base prices for the items under the Provisional Sums to cover his overheads and profits | % | 0.1 | A429.6 | Contractor to quote ONLY for his percentage markup on the amount on the base prices for the items under the Provisional Sums to cover his overheads and profits | % | 0.1 | A429.6 | Contractor to quote ONLY for his percentage markup on the amount on the base prices for the items under the Provisional Sums to cover his overheads and profits | % | 0.1 | A429.6 | Contractor to quote ONLY for his percentage markup on the amount on the base prices for the items under the Provisional Sums to cover his overheads and profits | % | 0.1 | A429.6 | Contractor to quote ONLY for his percentage markup on the amount on the base prices for the items under the Provisional Sums to cover his overheads and profits | % | 0.1 | A429.6 | Contractor to quote ONLY for his percentage markup on the amount on the base prices for the items under the Provisional Sums to cover his overheads and profits | % | 0.1 | A429.6 | Contractor to quote ONLY for his percentage markup on the amount on the base prices for the items under the Provisional Sums to cover his overheads and profits | % | 0.1 | A429.6 | Contractor to quote ONLY for his percentage markup on the amount on the base prices for the items under the Provisional Sums to cover his overheads and profits | % | 0.1 | A429.6 | Contractor to quote ONLY for his percentage markup on the amount on the base prices for the items under the Provisional Sums to cover his overheads and profits | % | 0.1 | A429.6 | Contractor to quote ONLY for his percentage markup on the amount on the base prices for the items under the Provisional Sums to cover his overheads and profits | % | 0.1 | A429.6 | Contractor to quote ONLY for his percentage markup on the amount on the base prices for the items under the Provisional Sums to cover his overheads and profits | % | 0.1 | A429.6 | Contractor to quote ONLY for his percentage markup on the amount on the base prices for the items under the Provisional Sums to cover his overheads and profits | % | 0.1 | A429.6 | Contractor to quote ONLY for his percentage markup on the amount on the base prices for the items under the Provisional Sums to cover his overheads and profits | % | 0.1 | A429.6 | Contractor to quote ONLY for his percentage markup on the amount on the base prices for the items under the Provisional Sums to cover his overheads and profits | % | 0.1 | A429.6 | Contractor to quote ONLY for his percentage markup on the amount on the base prices for the items under the Provisional Sums to cover his overheads and profits | % | 0.1 | A429.6 | Contractor to quote ONLY for his percentage markup on the amount on the base prices for the items under the Provisional Sums to cover his overheads and profits | % | 0.1 | A429.6 | Contractor to quote ONLY for his percentage markup on the amount on the base prices for the items under the Provisional Sums to cover his overheads and profits | % | 0.1 | A429.6 | Contractor to quote ONLY for his percentage markup on the amount on the base prices for the items under the Provisional Sums to cover his overheads and profits | % | 0.1 | A429.6 | Contractor to quote ONLY for his percentage markup on the amount on the base prices for the items under the Provisional Sums to cover his overheads and profits | % | 0.1 | A429.6 | Contractor to quote ONLY for his percentage markup on the amount on the base prices for the items under the Provisional Sums to cover his overheads and profits | % | 0.1 | A429.6 | Contractor to quote ONLY for his percentage markup on the amount on the base prices for the items under the Provisional Sums to cover his overheads and profits | % | 0.1 | A429.6 | Contractor to quote ONLY for his percentage markup on the amount on the base prices for the items under the Provisional Sums to cover his overheads and profits | % | 0.1 | A429.6 | Contractor to quote ONLY for his percentage markup on the amount on the base prices for the items under the Provisional Sums to cover his overheads and profits | % | 0.1 | A429.6 | Contractor to quote ONLY for his percentage markup on the amount on the base prices for the items under the Provisional Sums to cover his overheads and profits | % | 0.1 | A429.6 | Contractor to quote ONLY for his percentage markup on the amount on the base prices for the items under the Provisional Sums to cover his overheads and profits | % | 0.1 | A429.6 | Contractor to quote ONLY for his percentage markup on the amount on the base prices for the items under the Provisional Sums to cover his overheads and profits | % | 0.1 | A429.6 | Contractor to quote ONLY for his percentage markup on the amount on the base prices for the items under the Provisional Sums to cover his overheads and profits | % | 0.1 | A429.6 | Contractor to quote ONLY for his percentage markup on the amount on the base prices for the items under the Provisional Sums to cover his overheads and profits | % | 0.1 | A429.6 | Contractor to quote ONLY for his percentage markup on the amount on the base prices for the items under the Provisional Sums to cover his overheads and profits | % | 0.1 | A429.6 | Contractor to quote ONLY for his percentage markup on the amount on the base prices for the items under the Provisional Sums to cover his overheads and profits | % | 0.1 | A429.6 | Contractor to quote ONLY for his percentage markup on the amount on the base prices for the items under the Provisional Sums to cover his overheads and profits | % | 0.1 | A429.6 | Contractor to quote ONLY for his percentage markup on the amount on the base prices for the items under the Provisional Sums to cover his overheads and profits | % | 0.1 | A429.6 | Contractor to quote ONLY for his percentage markup on the amount on the base prices for the items under the Provisional Sums to cover his overheads and profits | % | 0.1 | A429.6 | Contractor to quote ONLY for his percentage markup on the amount on the base prices for the items under the Provisional Sums to cover his overheads and profits | % | 0.1 | A429.6 | Contractor to quote ONLY for his percentage markup on the amount on the base prices for the items under the Provisional Sums to cover his overheads and profits | % | 0.1 | A429.6 | Contractor to quote ONLY for his percentage markup on the amount on the base prices for the items under the Provisional Sums to cover his overheads and profits | % | 0.1 | A429.6 | Contractor to quote ONLY for his percentage markup on the amount on the base prices for the items under the Provisional Sums to cover his overheads and profits | % | 0.1 | A429.6 | Contractor to quote ONLY for his percentage markup on the amount on the base prices for the items under the Provisional Sums to cover his overheads and profits | % | 0.1 | A429.6 | Contractor to quote ONLY for his percentage markup on the amount on the base prices for the items under the Provisional Sums to cover his overheads and profits | % | 0.1 | A429.6 | Contractor to quote ONLY for his percentage markup on the amount on the base prices for the items under the Provisional Sums to cover his overheads and profits | % | 0.1 | A429.6 | Contractor to quote ONLY for his percentage markup on the amount on the base prices for the items under the Provisional Sums to cover his overheads and profits | % | 0.1 | A429.6 | Contractor to quote ONLY for his percentage markup on the amount on the base prices for the items under the Provisional Sums to cover his overheads and profits | % | 0.1 | A429.6 | Contractor to quote ONLY for his percentage markup on the amount on the base prices for the items under the Provisional Sums to cover his overheads and profits | % | 0.1 | A429.6 | Contractor to quote ONLY for his percentage markup on the amount on the base prices for the items under the Provisional Sums to cover his overheads and profits | % | 0.1 | A429.6 | Contractor to quote ONLY for his percentage markup on the amount on the base prices for the items under the Provisional Sums to cover his overheads and profits | % | 0.1 | A429.6 | Contractor to quote ONLY for his percentage markup on the amount on the base prices for the items under the Provisional Sums to cover his overheads and profits | % | 0.1 | A429.6 | Contractor to quote ONLY for his percentage markup on the amount on the base prices for the items under the Provisional Sums to cover his overheads and profits | % | 0.1 | A429.6 | Contractor to quote ONLY for his percentage markup on the amount on the base prices for the items under the Provisional Sums to cover his overheads and profits | % | 0.1 | A429.6 | Contractor to quote ONLY for his percentage markup on the amount on the base prices for the items under the Provisional Sums to cover his overheads and profits | % | 0.1 | A429.6 | Contractor to quote ONLY for his percentage markup on the amount on the base prices for the items under the Provisional Sums to cover his overheads and profits | % | 0.1 | A429.6 | Contractor to quote ONLY for his percentage markup on the amount on the base prices for the items under the Provisional Sums to cover his overheads and profits | % | 0.1 | A429.6 | Contractor to quote ONLY for his percentage markup on the amount on the base prices for the items under the Provisional Sums to cover his overheads and profits | % | 0.1 | A429.6 | Contractor to quote ONLY for his percentage markup on the amount on the base prices for the items under the Provisional Sums to cover his overheads and profits | % | 0.1 | A429.6 | Contractor to quote ONLY for his percentage markup on the amount on the base prices for the items under the Provisional Sums to cover his overheads and profits | % | 0.1 | A429.6 | Contractor to quote ONLY for his percentage markup on the amount on the base prices for the items under the Provisional Sums to cover his overheads and profits | % | 0.1 | A429.6 | Contractor to quote ONLY for his percentage markup on the amount on the base prices for the items under the Provisional Sums to cover his overheads and profits | % | 0.1 | A429.6 | Contractor to quote ONLY for his percentage markup on the amount on the base prices for the items under the Provisional Sums to cover his overheads and profits | % | 0.1 | A429.6 | Contractor to quote ONLY for his percentage markup on the amount on the base prices for the items under the Provisional Sums to cover his overheads and profits | % | 0.1 | A429.6 | Contractor to quote ONLY for his percentage markup on the amount on the base prices for the items under the Provisional Sums to cover his overheads and profits | % | 0.1 | A429.6 | Contractor to quote ONLY for his percentage markup on the amount on the base prices for the items under the Provisional Sums to cover his overheads and profits | % | 0.1 | A429.6 | Contractor to quote ONLY for his percentage markup on the amount on the base prices for the items under the Provisional Sums to cover his overheads and profits | % | 0.1 | A429.6 | Contractor to quote ONLY for his percentage markup on the amount on the base prices for the items under the Provisional Sums to cover his overheads and profits | % | 0.1 | A429.6 | Contractor to quote ONLY for his percentage markup on the amount on the base prices for the items under the Provisional Sums to cover his overheads and profits | % | 0.1 | A429.6 | Contractor to quote ONLY for his percentage markup on the amount on the base prices for the items under the Provisional Sums to cover his overheads and profits | % | 0.1 | A429.6 | Contractor to quote ONLY for his percentage markup on the amount on the base prices for the items under the Provisional Sums to cover his overheads and profits | % | 0.1 | A429.6 | Contractor to quote ONLY for his percentage markup on the amount on the base prices for the items under the Provisional Sums to cover his overheads and profits | % | 0.1 | A429.6 | Contractor to quote ONLY for his percentage markup on the amount on the base prices for the items under the Provisional Sums to cover his overheads and profits | % | 0.1 | A429.6 | Contractor to quote ONLY for his percentage markup on the amount on the base prices for the items under the Provisional Sums to cover his overheads and profits | % | 0.1 | A429.6 | Contractor to quote ONLY for his percentage markup on the amount on the base prices for the items under the Provisional Sums to cover his overheads and profits | % | 0.1 | A429.6 | Contractor to quote ONLY for his percentage markup on the amount on the base prices for the items under the Provisional Sums to cover his overheads and profits | % | 0.1 | A429.6 | Contractor to quote ONLY for his percentage markup on the amount on the base prices for the items under the Provisional Sums to cover his overheads and profits | % | 0.1 | A429.6 | Contractor to quote ONLY for his percentage markup on the amount on the base prices for the items under the Provisional Sums to cover his overheads and profits | % | 0.1 | A429.6 | Contractor to quote ONLY for his percentage markup on the amount on the base prices for the items under the Provisional Sums to cover his overheads and profits | % | 0.1 | A429.6 | Contractor to quote ONLY for his percentage markup on the amount on the base prices for the items under the Provisional Sums to cover his overheads and profits | % | 0.1 | A429.6 | Contractor to quote ONLY for his percentage markup on the amount on the base prices for the items under the Provisional Sums to cover his overheads and profits | % | 0.1 | A429.6 | Contractor to quote ONLY for his percentage markup on the amount on the base prices for the items under the Provisional Sums to cover his overheads and profits | % | 0.1 | A429.6 | Contractor to quote ONLY for his percentage markup on the amount on the base prices for the items under the Provisional Sums to cover his overheads and profits | % | 0.1 | A429.6 | Contractor to quote ONLY for his percentage markup on the amount on the base prices for the items under the Provisional Sums to cover his overheads and profits | % | 0.1 | A429.6 | Contractor to quote ONLY for his percentage markup on the amount on the base prices for the items under the Provisional Sums to cover his overheads and profits | % | 0.1 | A429.6 | Contractor to quote ONLY for his percentage markup on the amount on the base prices for the items under the Provisional Sums to cover his overheads and profits | % | 0.1 | A429.6 | Contractor to quote ONLY for his percentage markup on the amount on the base prices for the items under the Provisional Sums to cover his overheads and profits | % | 0.1 | A429.6 | Contractor to quote ONLY for his percentage markup on the amount on the base prices for the items under the Provisional Sums to cover his overheads and profits | % | 0.1 | A429.6 | Contractor to quote ONLY for his percentage markup on the amount on the base prices for the items under the Provisional Sums to cover his overheads and profits | % | 0.1 | A429.6 | Contractor to quote ONLY for his percentage markup on the amount on the base prices for the items under the Provisional Sums to cover his overheads and profits | % | 0.1 | A429.6 | Contractor to quote ONLY for his percentage markup on the amount on the base prices for the items under the Provisional Sums to cover his overheads and profits | % | 0.1 | A429.6 | Contractor to quote ONLY for his percentage markup on the amount on the base prices for the items under the Provisional Sums to cover his overheads and profits | % | 0.1 | A429.6 | Contractor to quote ONLY for his percentage markup on the amount on the base prices for the items under the Provisional Sums to cover his overheads and profits | % | 0.1 | A429.6 | Contractor to quote ONLY for his percentage markup on the amount on the base prices for the items under the Provisional Sums to cover his overheads and profits | % | 0.1 | A429.6 | Contractor to quote ONLY for his percentage markup on the amount on the base prices for the items under the Provisional Sums to cover his overheads and profits | % | 0.1 | A429.6 | Contractor to quote ONLY for his percentage markup on the amount on the base prices for the items under the Provisional Sums to cover his overheads and profits | % | 0.1 | A429.6 | Contractor to quote ONLY for his percentage markup on the amount on the base prices for the items under the Provisional Sums to cover his overheads and profits | % | 0.1 | A429.6 | Contractor to quote ONLY for his percentage markup on the amount on the base prices for the items under the Provisional Sums to cover his overheads and profits | % | 0.1 | A429.6 | Contractor to quote ONLY for his percentage markup on the amount on the base prices for the items under the Provisional Sums to cover his overheads and profits | % | 0.1 | A429.6 | Contractor to quote ONLY for his percentage markup on the amount on the base prices for the items under the Provisional Sums to cover his overheads and profits | % | 0.1 | A429.6 | Contractor to quote ONLY for his percentage markup on the amount on the base prices for the items under the Provisional Sums to cover his overheads and profits | % | 0.1 | A429.6 | Contractor to quote ONLY for his percentage markup on the amount on the base prices for the items under the Provisional Sums to cover his overheads and profits | % | 0.1 | A429.6 | Contractor to quote ONLY for his percentage markup on the amount on the base prices for the items under the Provisional Sums to cover his overheads and profits | % | 0.1 | A429.6 | Contractor to quote ONLY for his percentage markup on the amount on the base prices for the items under the Provisional Sums to cover his overheads and profits | % | 0.1 | A429.6 | Contractor to quote ONLY for his percentage markup on the amount on the base prices for the items under the Provisional Sums to cover his overheads and profits | % | 0.1 | A429.6 | Contractor to quote ONLY for his percentage markup on the amount on the base prices for the items under the Provisional Sums to cover his overheads and profits | % | 0.1 | A429.6 | Contractor to quote ONLY for his percentage markup on the amount on the base prices for the items under the Provisional Sums to cover his overheads and profits | % | 0.1 | A429.6 | Contractor to quote ONLY for his percentage markup on the amount on the base prices for the items under the Provisional Sums to cover his overheads and profits | % | 0.1 | A429.6 | Contractor to quote ONLY for his percentage markup on the amount on the base prices for the items under the Provisional Sums to cover his overheads and profits | % | 0.1 | A429.6 | Contractor to quote ONLY for his percentage markup on the amount on the base prices for the items under the Provisional Sums to cover his overheads and profits | % | 0.1 | A429.6 | Contractor to quote ONLY for his percentage markup on the amount on the base prices for the items under the Provisional Sums to cover his overheads and profits | % | 0.1 | A429.6 | Contractor to quote ONLY for his percentage markup on the amount on the base prices for the items under the Provisional Sums to cover his overheads and profits | % | 0.1 | A429.6 | Contractor to quote ONLY for his percentage markup on the amount on the base prices for the items under the Provisional Sums to cover his overheads and profits | % | 0.1 | A429.6 | Contractor to quote ONLY for his percentage markup on the amount on the base prices for the items under the Provisional Sums to cover his overheads and profits | % | 0.1 | A429.6 | Contractor to quote ONLY for his percentage markup on the amount on the base prices for the items under the Provisional Sums to cover his overheads and profits | % | 0.1 | A429.6 | Contractor to quote ONLY for his percentage markup on the amount on the base prices for the items under the Provisional Sums to cover his overheads and profits | % | 0.1 | A429.6 | Contractor to quote ONLY for his percentage markup on the amount on the base prices for the items under the Provisional Sums to cover his overheads and profits | % | 0.1 | A429.6 | Contractor to quote ONLY for his percentage markup on the amount on the base prices for the items under the Provisional Sums to cover his overheads and profits | % | 0.1 | A429.6 | Contractor to quote ONLY for his percentage markup on the amount on the base prices for the items under the Provisional Sums to cover his overheads and profits | % | 0.1 | A429.6 | Contractor to quote ONLY for his percentage markup on the amount on the base prices for the items under the Provisional Sums to cover his overheads and profits | % | 0.1 | A429.6 | Contractor to quote ONLY for his percentage markup on the amount on the base prices for the items under the Provisional Sums to cover his overheads and profits | % | 0.1 | A429.6 | Contractor to quote ONLY for his percentage markup on the amount on the base prices for the items under the Provisional Sums to cover his overheads and profits | % | 0.1 | A429.6 | Contractor to quote ONLY for his percentage markup on the amount on the base prices for the items under the Provisional Sums to cover his overheads and profits | % | 0.1 | A429.6 | Contractor to quote ONLY for his percentage markup on the amount on the base prices for the items under the Provisional Sums to cover his overheads and profits | % | 0.1 | A429.6 | Contractor to quote ONLY for his percentage markup on the amount on the base prices for the items under the Provisional Sums to cover his overheads and profits | % | 0.1 | A429.6 | Contractor to quote ONLY for his percentage markup on the amount on the base prices for the items under the Provisional Sums to cover his overheads and profits | % | 0.1 | A429.6 | Contractor to quote ONLY for his percentage markup on the amount on the base prices for the items under the Provisional Sums to cover his overheads and profits | % | 0.1 | A429.6 | Contractor to quote ONLY for his percentage markup on the amount on the base prices for the items under the Provisional Sums to cover his overheads and profits | % | 0.1 | A429.6 | Contractor to quote ONLY for his percentage markup on the amount on the base prices for the items under the Provisional Sums to cover his overheads and profits | % | 0.1 | A429.6 | Contractor to quote ONLY for his percentage markup on the amount on the base prices for the items under the Provisional Sums to cover his overheads and profits | % | 0.1 | A429.6 | Contractor to quote ONLY for his percentage markup on the amount on the base prices for the items under the Provisional Sums to cover his overheads and profits | % | 0.1 | A429.6 | Contractor to quote ONLY for his percentage markup on the amount on the base prices for the items under the Provisional Sums to cover his overheads and profits | % | 0.1 | A429.6 | Contractor to quote ONLY for his percentage markup on the amount on the base prices for the items under the Provisional Sums to cover his overheads and profits | % | 0.1 | A429.6 | Contractor to quote ONLY for his percentage markup on the amount on the base prices for the items under the Provisional Sums to cover his overheads and profits | % | 0.1 | A429.6 | Contractor to quote ONLY for his percentage markup on the amount on the base prices for the items under the Provisional Sums to cover his overheads and profits | % | 0.1 | A429.6 | Contractor to quote ONLY for his percentage markup on the amount on the base prices for the items under the Provisional Sums to cover his overheads and profits | % | 0.1 | A429.6 | Contractor to quote ONLY for his percentage markup on the amount on the base prices for the items under the Provisional Sums to cover his overheads and profits | % | 0.1 | A429.6 | Contractor to quote ONLY for his percentage markup on the amount on the base prices for the items under the Provisional Sums to cover his overheads and profits | % | 0.1 | A429.6 | Contractor to quote ONLY for his percentage markup on the amount on the base prices for the items under the Provisional Sums to cover his overheads and profits | % | 0.1 | A429.6 | Contractor to quote ONLY for his percentage markup on the amount on the base prices for the items under the Provisional Sums to cover his overheads and profits | % | 0.1 | A429.6 | Contractor to quote ONLY for his percentage markup on the amount on the base prices for the items under the Provisional Sums to cover his overheads and profits | % | 0.1 | A429.6 | Contractor to quote ONLY for his percentage markup on the amount on the base prices for the items under the Provisional Sums to cover his overheads and profits | % | 0.1 | A429.6 | Contractor to quote ONLY for his percentage markup on the amount on the base prices for the items under the Provisional Sums to cover his overheads and profits | % | 0.1 | A429.6 | Contractor to quote ONLY for his percentage markup on the amount on the base prices for the items under the Provisional Sums to cover his overheads and profits | % | 0.1
Site Offices and Housing
A211.1 | Establishment and removal of offices for the Engineer's staff | sum | 1 |  | 0
A211.2 | Provision of rented office accommodation for the Engineer's staff before establishment of site offices | month | 3 |  | 0
A211.3 | Provision of rented type A (3 bedroomed) residential accommodation for the Engineer's staff (1No unit) | month | 15 |  | 0
A211.4 | Maintenance of offices for the Engineer's staff including provision and payment of utility services | month | 15 |  | 0
A211.5 | Rental charges for 1No. Junior Resident Engineer's staff residential accommodation of area not less than 150m2 in an approved location. | months | 15 |  | 0
A214 | Maintenance of housing accommodation for the Engineer's staff (1No. Unit) including provision and payment of utility services | month | 15 |  | 0
| Carried to Collection |  |  |  | 0
ITEM NO. | DESCRIPTION | UNIT | QUANTITY | RATE (Ushs) | AMOUNT (Ushs)
Services for the Engineer's staff
Transport Vehicles
A221.1 | Provision for purchase of 1no pick-up, double cabin, 4WD, air conditioned, diesel engine, as approved by the Engineer in accordance with Specification Clause 10.12.1 including registration, licencing and comprehensive insurance | nr | 1 |  | 0
A221.2 | Running costs in accordance with the specifications Clause 10.12.2 for the vehicle above, up to 5,000km per month per car | veh-month | 15 |  | 0
Communication
A222.1 | Establish communication system and dedicated email (mobile, wireless or leased line) system for the Engineer's office | sum | 1 |  | 0 | 0
A222.2 | Maintenance of communication system and dedicated email (mobile, wireless or leased line) system for the Engineer's office | month | 15 |  | 0
A222.3 | Provision of 2No. Mobile phone handsets for use by the Engineer and his staff | sum | 1 |  | 0
A222.4 | Payment of bills on mobile calls (Airtime) | months | 15 |  | 0
A222.5 | Provide and maintain 2No. 16megapixels DSLR digital cameras with 2No. 16GB memory card of approved make by the Engineer for the entire contract period | sum | 1 |  | 0
Equipment for use by the Engineer's staff
A231.1 | Provision of office furniture & equipment for the Engineer | sum | 1 |  | 0
A231.2 | Provision of house furniture & equipment for the Engineer | sum | 1 |  | 0
A231.3 | Maintenance of office and house furniture & equipment for the Engineer | month | 15 |  | 0
A232.1 | Provision of concrete, aggregate and soils testing equipment | months | 12 |  | 0
A233.1 | Provision of surveying equipment for use by the Engineer | month | 6 |  | 0
| Carried to Collection |  |  |  | 0
ITEM NO. | DESCRIPTION | UNIT | QUANTITY | RATE (Ushs) | AMOUNT (Ushs)
A233.2 | Provision of site protective wear for Engineer and his staff | set | 4 |  | 0
A234 | Provision of office stationery & office consumables for use in the Engineer's office | month | 15 |  | 0
Attendance upon the Engineer's staff
A244.1 | Driver | month | 15 |  | 0
A244.2 | Technician/Draftsman/Assistant. Surveyor | month | 10 |  | 0
A244.3 | Secretary | month | 15 |  | 0
Testing works
Testing of Materials
A250 | Concrete works test cubes | nr | 30 |  | 0
Testing works
A260.1 | Pressure testing of and sterilisation of water mains as per specifications: nominal bore not exceeding 500mm; maximum test pressure not exceeding twice the pipe's pressure rating. | km | 12 |  | 0
A260.2 | Water tightness tests for all, retaining structures and reservoirs | sum | 1 |  | 0
A260.3 | Commissioning of water supply system, inclusive of full operations of the water supply system for 30 consecutive days, preparation of daily reports on the operations that comprise of the amount of water pumped, quantity of chemicals utilised, hours of pumping, energy consumed, at least 6No off site detailed water quality tests etc as directed by the Engineer. These shall form part of the operation and maintenance manual and As-Built drawings that shall be submitted to the Employer. Training Operator's staff in basic operation and maintenance procedures of all plant and equipment supplied as per the technical specifications and to the Engineer's approval shall form part of this activity | sum | 1 |  | 0
A260.4 | Testing and certification of mechanical and electrical systems | sum | 1 |  | 0
| Carried to Collection |  |  |  | 0
ITEM NO. | DESCRIPTION | UNIT | QUANTITY | RATE (Ushs) | AMOUNT (Ushs)
A270.1 | Testing of pipes at Uganda Bureau of Standards | sum | 1 |  | 0
Temporary Works
A279.1 | Establishment & removal of site sign-boards | nr | 6 |  | 0
A279.2 | Maintenance of site sign-boards until the issue of the Taking-over Certificate | month | 15 |  | 0
Provisional Sums
A420.1 | Location and/or alteration of existing services | sum | 1 | 15000000 | 15000000
A420.2 | Provide & maintain sexual health and first aid clinic on the main site compound fully furnished and equipped | sum | 1 | 36000000 | 36000000
0
0
A420.3 | Allow for tunnel boring under main highway to lay pipework; including all associated costs | sum | 1 | 5000000 | 5000000
A420.4 | Contractors profit and handling charges for provisional sums | % | 10% | 56000000 | 5600000
Nominated subcontractor
A510 | Allow a prime cost sum for provision of all items for the extension of 3- phase power grid lines from Goboro RGC to the production boreholes and water treatment works sites by the the power utility service provider | sum | 1 | 455000000 | 455000000
| Contractor's overheads and profit aover the Prime Cost sums | % | 10% | 455000000 | 45500000
Occupational Health and Safety
A900.1 | Compliance with Health and Safety provisions as per Clause 1.45 (a) and 1.45(b) of the Technical Specifications on site | sum | 1 |  | 0
| Carried to Collection |  |  |  | 562100000
ITEM NO. | DESCRIPTION | UNIT | QUANTITY | RATE (Ushs) | AMOUNT (Ushs)
MISCELLANEOUS
A900.2 | Supply and installation of permanent labels made of engraved granite on the various installations as directed by the Engineer | nr | 6 |  | 0
A900.3 | Prepare operation and maintenance manuals as per specifications and to the Engineer's approval | sum | 1 |  | 0
A900.4 | Prepare ''as-built'' or record drawings as per specifications and to Engineer's approval | sum | 1 |  | 0
A900.5 | Provision of Motorcyles of Capacity 125 C.C for use by Client Trainees | sum | 1 |  | 0
A900.6 | Running costs in accordance with the specifications for the cycles above, up to 1,000km per month | cyc-month | 12 |  | 0
Environmental, Social Safe Guards and Water Source Protection
Compliance with Environmental and Social Management Plan as per contractor's roles stipulated in Clause 1.49 of the technical specifications and Source Protection Plans according to the IWMDP catchement management plans of the respective project areas;
A900.8 | Establishment of a buffer/protection zone around the water source
| Mark Pillars | No. | 8 |  | 0
| Natural Markers | sum | 2 |  | 0
A900.9 | Water quality monitoring/surveillance through sampling and testing | sum | 2 |  | 0
A900.10 | Acquisition and execution of water abstraction permit | No. | 2 |  | 0
A900.11 | Studies and promotion of groundwater recharge enhancement in the water source catchment | No. | N/A
A900.12 | Provide and install a groundwater monitoring station | No. | N/A
A900.13 | Facilitation for bi-monthly monitoring of groundwater levels in the abstraction and monitoring well | Trips | N/A
| Carried to Collection |  |  |  | 0
ITEM NO. | DESCRIPTION | UNIT | QUANTITY | RATE (Ushs) | AMOUNT (Ushs)
A900.14 | Restoration of wetlands and the establishment of a suitable regulatory framework.
| Pillars | No. | 200 |  | 0
A900.15 | Promotion of Afforestation and Agro forestry
| Provision of seedlings | sum | 1 |  | 0
| Energy Serving Stoves as directed by the Engineer | sum | 1 |  | 0
A900.16 | Construction of watering troughs
| Sensitization of communities | No. | 10 |  | 0
| Construction of watering troughs at water points | No. | 10 |  | 0
| Carried to Collection |  |  |  | 0
COLLECTION
| Collection, Page 1 |  |  |  | 0
| Collection, Page 2 |  |  |  | 0
| Collection, Page 3 |  |  |  | 0
| Collection, Page 4 |  |  |  | 562100000
| Collection, Page 5 |  |  |  | 0
| Collection, Page 6 |  |  |  | 0
|  |  |  | Carried to Summary | 562100000

## G-2
MINISTRY OF WATER AND ENVIRONMENT
GOBORO WATER SUPPLY & SANITATION SYSTEM
BILL No. G-2
DESCRIPTION: METHOD RELATED CHARGES
ITEM NO. | ITEM DESCRIPTION | UNIT | QTY | RATE | AMOUNT
|  |  |  | UShs | UShs
METHOD RELATED CHARGES
G-2.1 | Mobilisation on site | sum | 1 |  | 0
G-2.2 | Demobilise on completion of the Works | sum | 1 |  | 0
G-2.3 | Supply and/or erect Contractor's site offices. | sum | 1 |  | 0
G-2.4 | Maintain Contractor's site offices, including all services | months | 15 |  | 0
G-2.5 | Remove Contractor's site offices on completion of the Works | sum | 1 |  | 0
In the following pages, may be entered in accordance with Section 7 of CESMM4. These must distinguish between fixed and time related charges.
Fixed charge items
G-2.6 | Storage sheds and workshop | Sum | 1 |  | 0
Time related charge items
G-2.7 | Supervision | months | 15 |  | 0
|  |  |  | Carried to Summary | 0

## G-3
MINISTRY OF WATER AND ENVIRONMENT
GOBORO WATER SUPPLY & SANITATION SYSTEM
BILL No. G-3
DESCRIPTION: DAYWORKS
ITEM NO. | ITEM DESCRIPTION | UNIT | QTY | RATE | AMOUNT
|  |  |  | UShs | UShs
DESCRIPTION
Personnel
G-3.1 | Working ganger | hr | 10 |  | 0
G-3.2 | Artisan | hr | 10 |  | 0
G-3.3 | Semi-skilled | hr | 10 |  | 0
G-3.4 | Unskilled | hr | 100 |  | 0
G-3.5 | Driver for light vehicle | hr | 7 |  | 0
G-3.6 | Driver for heavy vehicle | hr | 10 |  | 0
G-3.7 | Operator for heavy equipment | hr | 10 |  | 0
Materials
G-3.8 | Ordinary Portland Cement in 50 kg bags | t | 1 |  | 0
G-3.9 | Coarse aggregate for concrete. | m³ | 1 |  | 0
G-3.10 | Fine aggregate for concrete. | m³ | 0.5 |  | 0
G-3.11 | Water for concrete | lit | 10 |  | 0
G-3.12 | Sand for building | m³ | 0.5 |  | 0
G-3.13 | Sand for plaster | m³ | 0.5 |  | 0
G-3.14 | Bricks for building. | nr | 5000 |  | 0
G-3.15 | Concrete blocks for building, 225 mm | m² | 0.5 |  | 0
G-3.16 | Concrete blocks for building, 150 mm thick. | m² | 0.5 |  | 0
G-3.17 | Hydrated lime for building 150 mm thick. | kg | 1 |  | 0
G-3.18 | Timber, sawn. | m³ | 0.5 |  | 0
G-3.19 | Timber wrot. | m³ | 0.5 |  | 0
G-3.20 | High yield steel reinforcement:-
G-3.21 | 8-10 mm dia | kg | 16 |  | 0
High yield steel reinforcement:-
G-3.22 | 12-16 mm dia. | kg | 16 |  | 0
High yield steel reinforcement:-
G-3.23 | 20-25 mm dia. | kg | 2 |  | 0
G-3.24 | Steel reinforcement fabric S reference:A252 | m² | 5 |  | 0
G-3.25 | Hardcore filling | m³ | 2 |  | 0
G-3.26 | Topsoil delivered to site | m³ | 2 |  | 0
CONTRACTOR'S EQUIPMENT
G-3.27 | Road vehicles:Pick-up,1 1/2t. | hr | 5 |  | 0
Road vehicles: Lorries:
G-3.28 | Flat-5t capacity | hr | 4 |  | 0
G-3.29 | Flat-10t capacity | hr | 4 |  | 0
| Carried to Collection |  |  |  | 0
ITEM NO. | ITEM DESCRIPTION | UNIT | QTY | RATE | AMOUNT
|  |  |  | UShs | UShs
Tipping :
G-3.30 | 5t capacity | hr | 5 |  | 0
G-3.31 | 10t capacity | hr | 5 |  | 0
Water tankers with pump and hoses:
G-3.32 | 5,0001 capacity. | hr | 2 |  | 0
Excavation, face shovel or dragline:
G-3.33 | 0.25 m3 bucket. | hr | 5 |  | 0
G-3.34 | 0.5m3 bucket. | hr | 3 |  | 0
G-3.35 | 1.0m3 bucket. | hr | 3 |  | 0
Tractors:
G-3.36 | rubber tyred with trailer, 75 kw. | hr | 0.5 |  | 0
G-3.37 | tracked including bull and angle dozer with ripper:
| (i) 150 kw. | hr | 0.5 |  | 0
| (ii) 200 kw | hr | 0.5 |  | 0
| (iii) 250 kw. | hr | 0.5 |  | 0
Rollers:
G-3.38 | manual, 250 kg | hr | 0.5 |  | 0
G-3.39 | vibratory, self, propelled, 1500 kg. | hr | 0.5 |  | 0
Concrete mixers with weigh batchers and loading hoppers:
G-3.40 | 300 lit capacity. | hr | 6 |  | 0
Concrete vibrator, pneumatic with hoses:
G-3.41 | poker type, 50 mm | hr | 1 |  | 0
Bar bending and shearing machines:
G-3.42 | bending:-
| (1) hand operated. | hr | 0.5 |  | 0
G-3.43 | shearing:-
| (1) hand operated | hr | 0.5 |  | 0
Air compressor, mobile with 5m of hose and steels with:
G-3.44 | 1 breaker. | hr | 10 |  | 0
G-3.45 | 2 breakers. | hr | 10 |  | 0
Mobile electricity generating sets, 240v, 1 ph, 50 Hz:
G-3.46 | 5 kvA | hr | 2 |  | 0
G-3.47 | 10 kvA | hr | 2 |  | 0
|  |  |  | Carried to Collection | 0
COLLECTION
| Collection, Page G-3/1 |  |  |  | 0
| Collection, Page G-3/2 |  |  |  | 0
| Carried to Summary |  |  |  | 0

## 2. MARU BOREHOLE
MINISTRY OF WATER AND ENVIRONMENT
GOBORO WATER SUPPLY & SANITATION SYSTEM
BILL NO .2 : MARU BOREHOLE
ITEM NO. | DESCRIPTION | UNIT | QUANTITY | RATE (Ushs) | AMOUNT (Ushs)
ACCESS ROAD - 1.5 kM
DEMOLITION AND SITE CLEARANCE
General Site Clearance
D110 | General site clearance for works | ha | 0.9 |  | 0
Trees
Cut and dispose of trees of the following girth; include removal of stump and backfilling the hole left with top soil
D210 | Girth 500 mm-2 m | nr | 25 |  | 0
Stumps
Remove and dispose of stumps of the following diameter; include for grabbing up the roots and backfilling the hole left with top soil
D310 | Diameter less than 1m | nr | 2 |  | 0
EARTHWORKS
General Excavation
Topsoil
E410 | Strip top soil,depth not exceeding 0.3m | m³ | 2700 |  | 0
Ordinary Soil
Excavation ancilliaries
Disposal of Excavated Material
Disposal of excavated material to sites as specified and as directed by the Engineer
E531 | Top Soil | m³ | 540 |  | 0
Filling
E644 | 300mm thick bed of approved imported material other than top soil or rock well spread, leveled,and compacted ground to Engineer’s satisfaction | m2 | 4500 |  | 0
| Carried to Collection |  |  |  | 0
ITEM NO. | DESCRIPTION | UNIT | QUANTITY | RATE (Ushs) | AMOUNT (Ushs)
BOREHOLE SITE (REF. DRG KP/WS/YUM/GOB/BS-02)
DEMOLITION AND SITE CLEARANCE
General Site Clearance
D110 | General site clearance for works | ha | 0.36 |  | 0
Trees
Cut and dispose of trees of the following girth; include removal of stump and backfilling the hole left with top soil
D210 | Girth 500 mm-2 m | nr | 2 |  | 0
Stumps
Remove and dispose of stumps of the following diameter; include for grabbing up the roots and backfilling the hole left with top soil
D310 | Diameter less than 1m | nr | 2 |  | 0
EARTHWORKS
General Excavation
Topsoil
E410 | Strip top soil,depth not exceeding 0.3m | m³ | 1080 |  | 0
Ordinary Soil
General excavation a in material other than topsoil, rock or artificial hard material, commencing surface is the stripped ground level
E423 | Depth 0.5-1m | m³ | 540 |  | 0
Excavation ancilliaries
Disposal of Excavated Material
Disposal of excavated material to sites as specified and as directed by the Engineer
E531 | Top Soil | m³ | 1080 |  | 0
E532 | Material other than topsoil,rock,or artificial hard material | m³ | 540 |  | 0
E533 | Rock | m³
Filling
E644 | 300mm thick bed of approved importedmaterial other than top soil or rock well spread, leveled, rammed to consolidation on stabilized and compacted ground to Engineer’s satisfaction | m2 | 675 |  | 0
E647 | 500mm thick bed of approved imported hardcore well spread, leveled, rammed to consolidation on stabilized and compacted ground to Engineer’s satisfaction | m2 | 180 |  | 0
| Carried to Collection |  |  |  | 0
ITEM NO. | DESCRIPTION | UNIT | QUANTITY | RATE (Ushs) | AMOUNT (Ushs)
Z | PUMP HOUSE
Z000 | Allow for construction of pump house ready for use . REF DRG KP/WS/YUM/PH2-01 to KP/WS/YUM/PH2-03 | LS
C | SUPPLY AND INSTALLATION OF SUBMERSIBLE PUMP
C1 | Electric multistage centrifigual submersible borehole pumpset FOR BH DWD 69427 with motor, capacity Q = 13m3/hr at a head of 200m delivering to the WTP aerator capable of fitting in a 150mm Dia casing and leaving an annulus of atleast 10mm all round; complete with starter, delivery pressure gauge, pressure switch, protective controls against dry runs, and all accessories as Grundfos or equal approved | No | 1 |  | 0
C2 | DN 75 Steel/HDPE/uPVC PN20 riser pipes from submersible pump to top plate; complete to match pump outlet size and pumphouse pipe work | Item
C3 | EARTHING AND LIGHTENING PROTECTION | Item |  |  |  | 0
| STAFF HOUSE |  |  |  |  | #REF!
Allow for construction of staff house 24.0m long x 4.0m wide and 3m height at the front single slant roof, G28 pre-coated roofing sheets well finished in concrete screed. REF DRG KP/WS/YUM/SH-01 to KP/WS/YUM/SH-03
EARTHWORKS
Excavation in material other than topsoil, rock or artificial hard material, commencing surface is the stripped ground level
E324 | Depth 0.5-1.2m | m³ | 52.704 |  | 0
Excavation in rock material, commencing surface is the stripped ground level
E332 | Depth 0.25-0.5m | m³ | 5.2704 |  | 0
Excavation Ancilliaries
Trimming of excavated surfaces in material other than top soil, rock material or artifical hard material
E523 | Surfaces inclined at an angle not exceeding 45 degrees to the horizontal | m² | 43.92 |  | 0
Preparation of excavated surfaces in the following materials
| Carried to Collection |  |  |  | 0
ITEM NO. | DESCRIPTION | UNIT | QUANTITY | RATE | AMOUNT
E522 | Material other than topsoil, rock, or artificial hard material inclined at an angle not exceeding 45 degrees to the horizontal | m2 | 43.92 |  | 0
Disposal of excavated material to sites as specified and as directed by the Engineer
E535 | Material other than top soil rock or arficial hard matererial | m³ | 16 |  | 0
IN-SITU CONCRETE
Provision of Concrete
Designed Mix Concrete
Grade C20
Designed mix, grade C20 concrete, to BS 5328, with ordinary portland cement to BS 12, 20mm aggregate to BS 882, for the following;
F243.1 | Plain concrete C20/20 to strip foundations, 2350mm thick on firm ground | m3 | 10.1016 |  | 0
BRICKWORK, BLOCKWORK AND MASONRY
U121.2 | 200mm thick walls in approved solid cement blocks bonded in 1:4 cement sand mortar with hoop iron at every second course | m2 | 87.84 |  | 0
Filling
E614 | Filling to structures in imported natural material other than top soil or rock ( Sand blinding) | m2 | 31.104 |  | 0
E617 | 300mm thick bed of approved imported hardcore well spread, leveled, rammed to consolidation on stabilized and compacted ground with blinding to Engineer’s satisfaction | m³ | 21.6 |  | 0
Damp Proof Membrane
W131 | Flexible polyethylene sheeting, gauge 1000, or similar approved, laid to the surface of r sand blinded hardcore fill | m3 | 120.96 |  | 0
G567 | Steel fabric reinforcement to BS4483 , fabric A98 | m2 | 120.96 |  | 0
F243.2 | Reinforced concrete to floor slab, 150mm thick on blinded hardcore | m³ | 12.96 |  | 0
F243.3 | Splash apron, 100mm thick on blinded hardbore | m³ | 3.312 |  | 0
Damp Proof Course
W116.1 | Bituminous felt horizontal damp proof course 150mm wide under walling with 200mm overlaps at the joints | m | 87.6 |  | 0
| Carried to Collection |  |  |  | 0
ITEM NO. | DESCRIPTION | UNIT | QUANTITY | RATE | AMOUNT
BRICKWORK, BLOCKWORK AND MASONRY
U111 | 150mm thick walls in approved solid cement blocks bonded in 1:4 cement sand mortar with hoop iron at every second course | m2 | 265 |  | 0
Grade C25
Designed mix, grade C25 concrete, to BS 5328, with ordinary portland cement to BS 12, 20mm aggregate to BS 882, for the following;
F253.1 | Provision of reinforced concrete for ring beams as described | m³ | 3.6 |  | 0
F253.2 | 150 x 200mm rectangular lintel reinforced with four 12mm diameter mild steel bars and 6mm diameter mild steel links at 150mm centres including hoisting and bedding into position | m³ | 0.5 |  | 0
Placing Mass Concrete
Placing mass concrete, grade C20 for bases, footings and ground slabs of the following thicknesses
F521 | Thickness not exceeding 150mm | m3 | 26.3736 |  | 0
Placing Reinforced Concrete
Placing reinforced concrete, grade C25 for ring beams and lintels of the following cross sectional areas
F662 | 0.03-0.1m2 | m3 | 4.1 |  | 0
CONCRETE ANCILLARIES
Formwork
Fair finish formwork in horizontal plane of the following width
G212 | Width 0.1 -0.2m | m | 28 |  | 0
Fair finish formwork in vertical plane of the following width
G243 | Width 0.2-0.4m | m2 | 43.92 |  | 0
Reinforcement
Plain rounded steel bars to BS4449 and of the following sizes
G512 | Nominal size, 8mm | t | 0.13 |  | 0
| Carried to Collection |  |  |  | 0
ITEM NO. | DESCRIPTION | UNIT | QUANTITY | RATE | AMOUNT
Deformed high yield steel bars to BS4449 and of the following sizes
G524 | Nominal size, 6mm-12mm | t | 0.4 |  | 0
Roofing
W321 | Construct roofing, complete as in the drawing and as specified; with G28 Prepainted roofing sheets, purlins, rafters, wall plate, ridge , barge boards, eaves boards with wood protection coat, and uPVC rain water guttering and drainage all to the Engineer's satisfaction | m² | 130 |  | 0
W381 | Fix 12mm plastered ceiling on expanded metal to brandering made from sawn treated Cyprus or other similar grade and approved timber in roof structure; rate to include scarfed joints where necessary and application of protective coat to the Engineers satisfaction. Provide for a 600 x 600mm access trap door complete with hardwood timber framing all around. | m2 | 120.96 |  | 0
Rendering
W153.1 | 1:4 cement- plaster to ceilings finished with steel float t to the Engineer's satisfaction | m² | 86.4 |  | 0
W153.2 | 1:4 cement-screed plaster internally to walls 25mm thick and finish smooth with steel float | m² | 320 |  | 0
W453 | 1:4 cement-plaster internally to walls 25mm thick and finish with with wooden float to the Engineer's satisfaction; fix approved glazed ceramic wall tiling with approved adhesive, including filling all joints with grout. | m² | 40 |  | 0
W153.1 | 1:4 cement- plaster externally to walls 25mm thick and finish with wooden float t to the Engineer's satisfaction | m² | 166 |  | 0
Floors
W441.1 | 1:3 cement sand 25mm floor screed finished to hard and smooth surface with a wood float to the Engineer's satisfaction; fix approved glazed ceramic floor tiling with approved adhesive, including filling all joints with grout. | m² | 86.4 |  | 0
W441.2 | 100mm high skirting tiles | m | 76.8 |  | 0
W441.1 | 1:3 cement sand 25mm floor screed finished to hard and smooth surface with a steel float using cement grout | m² | 41.4 |  | 0
PAINTING
Emulsion Paint
V591 | Prepare and apply 3 coats of emulsion paint to soft board ceiling. | m² | 86.4 |  | 0
| Carried to Collection |  |  |  | 0
ITEM NO. | DESCRIPTION | UNIT | QUANTITY | RATE | AMOUNT
V567.1 | Internal quality vinyl silk emulsion paint , under coat & two overcoats, to interior block work wall surfaces to the Engineer's satisfaction, include surface preparation as specified | m² | 320 |  | 0
V567.2 | Prepare and apply 3 coats of weather guard paint to plastered skirting 100-200mm girth to Engineer's satisfaction. | m | 166 |  | 0
Windows, Doors and Glazing
Permanent vent
Z321.1 | Mild steel permanent vent overall size 350mm x 650mm high comprising 50 x 50 x 2mm SHS section steel framing and 50 x 2mm thick mild steel louvres welded to frame, including aluminium mosquito proof wire gauze welded to mild steel frames in permanent vents. | nr | 2 |  | 0
Windows
Supply and Fix the following Mild steel Casement Windows to the Engineers' Details constructed from Standard Steel Sections primed with Redoxide primer before delivery to site complete with all necessary iron mongery and burglar proofing.
Z321.2 | Window overall size 1500 x 1400mm high comprising 300mm permanent louvered vent with 50 x 2mm steel louvers and 3 panel (2 sliding) window complete with 4mm thick clear glass panes. | nr | 4 |  | 0
Z321.3 | Ditto but 900mm high with 4mm thick clear glass panes | nr | 6 |  | 0
Z321.4 | Window overall size 900 x 1200mm high comprising 300mm permanent louvered vent with 50 x 2mm steel louvers and 2 panel (1sliding) window complete with 4mm thick clear glass panes. | nr | 2 |  | 0
Z321.5 | Window overall size 800 x 900mm high comprising 300mm permanent louvered vent with 50 x 2mm steel louvers and top hung window complete with 4mm thick frost glass panes. | nr | 4 |  | 0
Doors
Z323.1 | Mild steel casement single leaf door overall size 900 x 2400mm high including 300mm high permanent vent with 50 x 2mm louvres,40 x 30 x 3 mm RHS frame with 2mm MS plates as per Engineers details constructed from standard steel sections primed with redoxide paint before delivery to site complete with all the necessary iron mongery and accessories. | nr | 4 |  | 0
Z313.2 | Supply and fix 40mm thick single leaf hardwood frame and solid core flush door, size 2100mm high by 900m wide, including a door frame made of 150x50mm hardwood timber including all appropriate ironmongery, varnishing, locking arrangements and rubber door stops to Engineer's satisfaction | nr | 4 |  | 0
Z313.3 | Ditto, but size 800 x 2100mm high for washrooms | nr | 4 |  | 0
| Carried to Collection |  |  |  | 0
ITEM NO. | DESCRIPTION | UNIT | QUANTITY | RATE | AMOUNT
Water Supply
Z524 | Supply and erect a 3000 (3m³) polyethylene tank from crestank, or equal approved on blockwork masonry/concrete platform including tap and drain channel all to the Engineer's satisfaction. | nr | 2 |  | 0
Z524.2 | Supply and erect a 2000 (2m³) polyethylene tank from crestank, or equal approved on 3 m MS frame including inlet and outlet pipes, ball valve, overflow all to the Engineer's satisfaction. | L SUM
Sanitary Fittings
Supply and Fix the following sanitary appliances including the necessary piping all to Engineer's satisfaction
Z530.1 | Vitreous UK White glazed squating WC comprising pan with P trap, 10 litres high level vitreous UK water cistern with cover, plastic flushing pipe, water connection and all necessary accessories | nr | 2 |  | 0
Z530.2 | Vitreous UK white glazed wash hand basin complete with 1 no. 13mm diameter chromium plated pillar tap, 40mm waste outlet grating, plastic plug and chain stay, plastic bottle trap, concealed cast iron fixing brackets, jointing and water connection. | nr | 2 |  | 0
Z530.3 | Chrome plated Shower mixer flexible tubing and shower rose | nr | 2 |  | 0
Z530.4 | Supply and install . toilet paper holder | nr | 2 |  | 0
Z530.5 | I m long stainless steel kitchen sink single bowl single tray including tap | nr | 2 |  | 0
Z531.1 | Complete waste water pipe work to septic tank inclusive of unpressurised uPVC waste water pipes of OD 110mm, manholes, aeration to the Engineer's satisfaction | Sum
Septic Tank
Z531.2 | Construct One (1) nr 25 User septic tank and 01 nr soak pit for waste water from toilets, complete with sewer pipeline as specified and to the Engineers approval | Sum
| carried to collection |  |  |  | 0
ITEM NO. | DESCRIPTION | UNIT |  | RATE (Ushs) | AMOUNT (Ushs)
Electrical Installations
A | Solarization
Z780.1 | 300Wp Solar PV module of 95% efficacy for the pumphouse of SunTech or equally approved. | Pcs | 8 |  | 0
Z780.2 | 10mm² UV Cable for Panel Connection | Lm | 20 |  | 0
Z780.3 | Solar Array mounting frame made from rustfree / Resistant Aluminium metal supported by pipes / Angle sections onto reinforced concrete bases supplied and constructed to specifications. Special bolts and nuts with Arren keys shall be supplied for fastening modules, enhanced for safety-proof | unit | 32 |  | 0
Z780.4 | Installation Assorted Accessories | Item | 2 |  | 0
B | Inverter
Z780.5 | 5KVA DC/AC Solar Inverter, OUTBACK with inbuilt MPPT charge Controller or equal approved. | Item | 2 |  | 0
Battery
Z780.6 | Supply and install 12V, 200A, Solar sealed deep-cycle, Maintenance free Lithium Ion Batteries | No | 4 |  | 0
C | Consumer Unit
Z780.7 | 2 -Way, 40A SPN Consumer Unit | Item | 2 |  | 0
D | Cables
Z711.1 | 3 x 4mm² PVC/PVC load cable connecting from inverter to CU. | Lm | 10 |  | 0
Z711.2 | Lighting points wired from consumer unit with 3 x 1.5mm² PVC Copper cable drawn in new concealed PVC conduits with screwed joints complete with all boxes etc. | No. | 18 |  | 0
Lighting Fittings
Z783.1 | 1x18W LED surface mounted round fitting Type "C" complete with lamp as to CHNIT manufacturer or equal approved. | No | 6 |  | 0
Z783.2 | 1x10W LED surface mounted round fitting Type "D" complete with lamp as to CHNIT manufacturer or equal approved. | No | 4 |  | 0
Z783.3 | 1x30W LED surface mounted round fitting Type "F" complete with lamp as to CHNIT manufacturer or equal approved. | No. | 2 |  | 0
Z783.4 | 1x20W LED surface mounted round fitting Type "H" complete with lamp as to CHNIT manufacturer or equal approved. | No. | 6 |  | 0
Z782.1 | One gang, one way 6A moulded switch as MK or equal approved | No. | 4 |  | 0
Z782.2 | Two gang, one way 6A moulded switch as MK or equal approved | No | 2 |  | 0
Z782.3 | Three gang, one way 6A moulded switch as MK or equal approved | No | 2 |  | 0
| Carried to Collection |  |  |  | 0
ITEM NO. | DESCRIPTION | UNIT |  | RATE (Ushs) | AMOUNT (Ushs)
Power Points
Z784.1 | Socket outlet points wired from consumer unit by 3 x 2.5 mm² PVC Copper cables in HG PVC conduit complete with all accessories | No | 4 |  | 0
Z784.2 | 13A, 2Gang standard switched socket outlet complete with Neon lamp as MK or equal approved. | No. | 4 |  | 0
System Earthing
Z760.1 | Earthing rod made from Hard drawn copper or Coppper weld complete with Cap, Earth Clamp, Manhole and Cover with all accessories as by FURSE or equal approved. Earthning of the system to be not more than 3 Ohms | Item | 2 |  | 0
F | Lightening Protection
Z760.2 | Lightenning Protection system with spike, copper tape; including the lightening surge protection switch-gear at the main-junction box of solar array and AC-side of inverter; supplied and installed to specifications | Item | 1 |  | 0
A260 | Allow for testing and commission of installation works | Item | 1 |  | 0
GUARD HOUSE
Z910 | Block consisting of Guard room and 1 stance WC REF DRW KP/WS/YUM/GH -01 & KP/WS/YUM/GH -01 | nr | 1 |  | 0
Z891 | Allow for installation of External site solar lighting comprising 9m stand alone columns, 2x1 No. Pv130W modules, 2x1 No. 135AL Batteries, 24V/20A charge controller, 80W lantern wired complete with all necessary accessories. | No. | 4 |  | 0
CHAIN LINK FENCING
X135 | Construct a fence with reinforced concrete post (100mmx100mm cross section area) with galvanised chain link of wire gauge-10 with bottom embedded in C20 concrete, barbed wire on top as illustrated in drawing and done to specifications and to the satsifaction of the engineer | m | 496 |  | 0
Gates
Metal field gate to BS 3470 as in BIS/SD/13.2, of the following widths
X223 | 4.5m wide x 2.4 High double leaf gate | nr | 1 |  | 0
| Carried to Collection |  |  |  | 0
COLLECTION
| Page 1 of 11 |  |  |  | 0
| Page 2 of 11 |  |  |  | 0
| Page 3 of 11 |  |  |  | 0
| Page 4 of 11 |  |  |  | 0
| Page 5 of 11 |  |  |  | 0
| Page 6 of 11 |  |  |  | 0
| Page 7 of 11 |  |  |  | 0
| Page 8 of 11 |  |  |  | 0
| Page 9 of 11 |  |  |  | 0
| Page 10 of 11 |  |  |  | 0
| Carried to Summary |  |  |  | 0

## 3. MARU SOLAR
MINISTRY OF WATER AND ENVIRONMENT
GOBORO WATER SUPPLY & SANITATION SYSTEM
BILL NO .3 : GOBORO - MARU SOLAR
ITEM NO. | DESCRIPTION | UNIT | QUANTITY | RATE (Ushs) | AMOUNT (Ushs)
A | Solarization
Z639.1 | 300Wp Solar PV module of 95% efficacy for the pumphouse of SunTech or equally approved. | Pcs | 76 |  | 0
Z711 | 25mm² UV Cable for Panel Connection | Lm | 160 |  | 0
Z639.2 | Solar Array mounting frame made from rustfree / Resistant Aluminium metal supported by pipes / Angle sections onto reinforced concrete bases supplied and constructed to specifications. Special bolts and nuts with Arren keys shall be supplied for fastening modules, enhanced for safety-proof | unit | 304 |  | 0
Z639.3 | Installation Assorted Accessories | Item | 1 |  | 0
Z639.4 | D.C bars | Pairs | 8 |  | 0
B | Inverter
Z639.5 | 16KW DC / 30KW AC Inverter, TRIO-27.6-TL-0UTD a 3Phase GRID – TIED with inbuilt MPPT charge Controller type of inverter manufactured by Aurora Company. | Item | 4 |  | 0
Z639.6 | Paralleling Management board | Item | 1 |  | 0
Z639.7 | Communication device for remote monitoring and management of pump system with module and external antenna, flow rate sensors, pressure sensors, water level sensors, supplied and installed to specifications. | Item | 1 |  | 0
C | Motor Control Centre - Panel Board
Z639.1 | 4-Way, 60A TPN Main Distribution Board Complete with; | Item | 1 |  | 0
Z639.1 | 4.8 Kvar Capacitor bank
Z639.1 | Intergral Soft Start / Soft Stop function
Z639.1 | Instrumentation of Over Voltage, Under Voltage, Single Phasing, electrical Overload protection, and Dry running protection with Autostart
D | Cables
Z711.1 | 4 x 10mm² PVC/SWA/PVC load cable connecting from inverter Paralleling Board to MCCB board (submersible pump) | Lm | 30 |  | 0
Z711.2 | " ditto " connecting from MCCB board to pump motor (submersible pump) | Lm | 50 |  | 0
Z711.3 | " ditto " connecting from inverter Paralleling Board to MCCB board | Lm | 30 |  | 0
Z711.4 | " ditto " connecting from MCCB board to pump motor | Lm | 50 |  | 0
Z731 | 3 compartment PVC trunking of Marshal tufflex complete with connecting accessories | Lm | 40 |  | 0
Z760.1 | Earthing of the system for not more than 3 Ohms | Item | 1 |  | 0
| Carried to collection |  |  |  | 0
ITEM NO. | DESCRIPTION | UNIT |  | RATE (Ushs) | AMOUNT (Ushs)
E | External Lightining
Z900.1 | Allow for installation of External Site solar lighting comprising 9M stand alone columns, 2 x 1No. PV 130W Modules, 2 x1No. 135LioN batteries, 24V/20A Charge Controller, 80W LED lighting fixture wired complete with all necessary accessories. | No. | 4 |  | 0
F | Lightening Protection
Z760.2 | Lightenning Protection system with spike, copper tape; including the lightening surge protection switch-gear at the main-junction box of solar array and AC-side of inverter; supplied and installed to specifications | Item | 1 |  | 0
R711 | Construct pre-cast garden kerbs (width 75mm,height 150mm), with base embedded in mass concrete around solar array area and walk ways off-set 1m from foundation studs and works done to specifications and to the satsifaction of the engineer | Item | 1 |  | 0
R790 | Supply and uniformly spread Stone aggreagate under solar modules and drive way | Item | 1 |  | 0
Z900.2 | Provide and install appropriate security sensor at site to scare away unwanted people | Item | 1 |  | 0
B644 | Allow for testing and commission of installation works | Item | 1 |  | 0
| Carried to collection |  |  |  | 0
COLLECTION
| Collection, Page 1 |  |  |  | 0
| Collection, Page 2 |  |  |  | 0
| Carried to Summary |  |  |  | 0

## 4. MARU TRANSMISSION
MINISTRY OF WATER AND ENVIRONMENT
GOBORO WATER SUPPLY & SANITATION SYSTEM
BILL NO. 4: MARU TRANSMISSION MAINS
ITEM NO. | DESCRIPTION | UNIT | QUANTITY | RATE (Ushs) | AMOUNT (Ushs)
The relevant drawings are KP/WS/YUM/GOB/GEN-04, including references made there- in to other drawings
DEMOLITION AND SITE CLEARANCE
D110 | General Site Clearance | Ha | 0.4752 |  | 0
Trees
Cut and dispose of trees of the following girth, include removal of stump and backfilling the hole left with top soil
D210 | Girth 500 mm-2 m | nr | 20 |  | 0
Stumps
Remove and dispose of stumps of the following diameter; include for grabbing up the roots and backfilling the hole left with top soil
D310 | Diameter 150-500 mm | nr | 10 |  | 0
D320 | Diameter 500 mm -1 m | nr | 3 |  | 0
HDPE Pipes
PN20 pipes OD110 mm laid in trenches not exceeding 1.5m
I712 | Depth not exceeding 1.5m | m | 2376 |  | 0
PIPEWORK-FITTINGS AND VALVES
HDPE Pipe Fittings
Bends
Bendsto PN 20, and of the following sizes
J611 | 85mm ND | nr | 6 |  | 0
| Carried to Collection |  |  |  | 0
ITEM NO. | DESCRIPTION | UNIT | QUANTITY | RATE (Ushs) | AMOUNT (Ushs)
Collars
Collars to PN 20, and of the following sizes
J641 | 85 mm ND | nr | 7 |  | 0
Adaptors
Adaptors to PN 20, and of the following sizes
J651 | 85 mm ND | nr | 10 |  | 0
Gate Valves: Hand Operated
Flanged DI gate valves to BS 5150 , flanges to BS 4505 , all to PN 10 for operation by tee-key, with 3m long distance piece of the following sizes
J811 | 85 mm ND | nr | 8 |  | 0
Non-Return Valves
J831 | 85 mm ND | nr | 2 |  | 0
Air Valves
Flanged CI double orifice air relief valve, 85 mm ND, as specified ,flanges to ISO 2441, PN 20, complete with all pipework and fittings for installation steel pipes of the following sizes.
J861 | 85 mm ND | nr | 6 |  | 0
MANHOLES AND PIPEWORK ANCILLARIES
Valve chambers
Valve Chamberss constructed in blockwork, complete for flowmeter including the associated fittings and pipework and of the following depth
K111 | Depth 1.5-2.0 m | nr | 6 |  | 0
| Carried to Collection |  |  |  | 0
ITEM NO. | DESCRIPTION | UNIT | QUANTITY | RATE (Ushs) | AMOUNT (Ushs)
K751 | Reinstament of land for pipe bore not exceeding 300mm | m | 2160 |  | 0
SUPPORTS AND PROTECTION, ANCILLARIES TO LAYING AND EXCAVATION
Extras to Excavation and Backfilling
L111 | Excavation in rock | m³ | 106.92 |  | 0
Pipe surrounds, of sand, for the following pipe sizes
L511 | Diameter not exceeding 200 mm ND | m | 2376 |  | 0
Pipe surrounds, of mass concrete, for the following pipe sizes
L541 | Diameter not exceeding 200 mm ND | m | 59.4 |  | 0
Isolated Pipe Supports
Reinforced concrete pipe supports height not exceeding 1m for the following pipe sizes
L811 | Diameter not exceeding 200 mm ND | nr | 10 |  | 0
| Carried to Collection |  |  |  | 0
COLLECTION
| Collection, Page 1 of 3 |  |  |  | 0
| Collection, Page 2 of 3 |  |  |  | 0
| Collection, Page 3 of 3 |  |  |  | 0
| Carried to Summary |  |  |  | 0

## 5. MALANGA BOREHOLE
MINISTRY OF WATER AND ENVIRONMENT
GOBORO WATER SUPPLY & SANITATION SYSTEM
BILL NO .5 : MALANGA BOREHOLE
ITEM NO. | DESCRIPTION | UNIT | QUANTITY | RATE (Ushs) | AMOUNT (Ushs)
ACCESS ROAD - 1.2 kM
DEMOLITION AND SITE CLEARANCE
General Site Clearance
D110 | General site clearance for works | ha | 0.72 |  | 0
Trees
Cut and dispose of trees of the following girth; include removal of stump and backfilling the hole left with top soil
D210 | Girth 500 mm-2 m | nr | 20 |  | 0
Stumps
Remove and dispose of stumps of the following diameter; include for grabbing up the roots and backfilling the hole left with top soil
D310 | Diameter less than 1m | nr | 2 |  | 0
EARTHWORKS
General Excavation
Topsoil
E410 | Strip top soil,depth not exceeding 0.3m | m³ | 2160 |  | 0
Excavation ancilliaries
Disposal of Excavated Material
Disposal of excavated material to sites as specified and as directed by the Engineer
E531 | Top Soil | m³ | 432 |  | 0
Filling
E644 | 300mm thick bed of approved importedmaterial other than top soil or rock well spread, leveled,and compacted ground to Engineer’s satisfaction | m2 | 3600 |  | 0
| Carried to Collection |  |  |  | 0
ITEM NO. | DESCRIPTION | UNIT | QUANTITY | RATE (Ushs) | AMOUNT (Ushs)
BOREHOLE SITE (REF. DRG KP/WS/YUM/GOB/BS-01)
DEMOLITION AND SITE CLEARANCE
General Site Clearance
D110 | General site clearance for works | ha | 1 |  | 0
Trees
Cut and dispose of trees of the following girth; include removal of stump and backfilling the hole left with top soil
D210 | Girth 500 mm-2 m | nr | 2 |  | 0
Stumps
Remove and dispose of stumps of the following diameter; include for grabbing up the roots and backfilling the hole left with top soil
D310 | Diameter less than 1m | nr | 2 |  | 0
EARTHWORKS
General Excavation
Topsoil
E410 | Strip top soil,depth not exceeding 0.3m | m³ | 3000 |  | 0
Ordinary Soil
General excavation a in material other than topsoil, rock or artificial hard material, commencing surface is the stripped ground level
E423 | Depth 0.5-1m | m³ | 1500 |  | 0
Excavation ancilliaries
Disposal of Excavated Material
Disposal of excavated material to sites as specified and as directed by the Engineer
E531 | Top Soil | m³ | 3000 |  | 0
E532 | Material other than topsoil,rock,or artificial hard material | m³ | 1500 |  | 0
Filling
E644 | 300mm thick bed of approved imported material other than top soil or rock well spread, leveled, rammed to consolidation on stabilized and compacted ground to Engineer’s satisfaction | m2 | 675 |  | 0
| Carried to Collection |  |  |  | 0
ITEM NO. | DESCRIPTION | UNIT | QUANTITY | RATE (Ushs) | AMOUNT (Ushs)
E647 | 500mm thick bed of approved imported hardcore well spread, leveled, rammed to consolidation on stabilized and compacted ground to Engineer’s satisfaction | m2 | 180 |  | 0
PUMP HOUSE
Z000 | Allow for construction of pump house ready for use . REF DRG KP/WS/YUM/PH2-01 to KP/WS/YUM2/PH-03 | LS |  |  | 0
C | SUPPLY AND INSTALLATION OF SUBMERSIBLE PUMP
C1 | Electric multistage centrifigual submersible borehole pumpset FOR BH DWD 89640 with motor, capacity Q = 17m3/hr at a head of 200m delivering to the WTP aerator capable of fitting in a 150mm Dia casing and leaving an annulus of atleast 10mm all round; complete with starter, delivery pressure gauge, pressure switch, protective controls against dry runs, and all accessories as Grundfos or equal approved | No | 1 |  | 0
C2 | DN 75 Steel/HDPE/uPVC PN20 riser pipes from submersible pump to top plate; complete to match pump outlet size and pumphouse pipe work | Item |  |  | 0
C3 | EARTHING AND LIGHTENING PROTECTION | Item |  |  | 0
STAFF HOUSE
Allow for construction of staff house 24.0m long x 4.0m wide and 3m height at the front single slant roof, G28 pre-coated roofing sheets well finished in concrete screed. REF DRG KP/WS/YUM/SH-01 to KP/WS/YUM/SH-03
EARTHWORKS
Excavation in material other than topsoil, rock or artificial hard material, commencing surface is the stripped ground level
E324 | Depth 0.5-1.2m | m³ | 52.704 |  | 0
Excavation in rock material, commencing surface is the stripped ground level
E332 | Depth 0.25-0.5m | m³ | 5.2704 |  | 0
Excavation Ancilliaries
Trimming of excavated surfaces in material other than top soil, rock material or artifical hard material
E523 | Surfaces inclined at an angle not exceeding 45 degrees to the horizontal | m² | 43.92 |  | 0
Preparation of excavated surfaces in the following materials
| Carried to Collection |  |  |  | 0
ITEM NO. | DESCRIPTION | UNIT | QUANTITY | RATE | AMOUNT
E522 | Material other than topsoil, rock, or artificial hard material inclined at an angle not exceeding 45 degrees to the horizontal | m2 | 43.92 |  | 0
Disposal of excavated material to sites as specified and as directed by the Engineer
E535 | Material other than top soil rock or arficial hard matererial | m³ | 15.8112 |  | 0
IN-SITU CONCRETE
Provision of Design Mix Concrete
Grade C20
Designed mix, grade C20 concrete, to BS 5328, with ordinary portland cement to BS 12, 20mm aggregate to BS 882, for the following;
F243.1 | Plain concrete C20/20 to strip foundations, 2350mm thick on firm ground | m3 | 10.1016 |  | 0
BRICKWORK, BLOCKWORK AND MASONRY
U121.2 | 200mm thick walls in approved solid cement blocks bonded in 1:4 cement sand mortar with hoop iron at every second course | m2 | 87.84 |  | 0
Filling
E614 | Filling to structures in imported natural material other than top soil or rock ( Sand blinding) | m2 | 31.104 |  | 0
E617 | 300mm thick bed of approved imported hardcore well spread, leveled, rammed to consolidation on stabilized and compacted ground with blinding to Engineer’s satisfaction | m³ | 21.6 |  | 0
Damp Proof Membrane
W131 | Flexible polyethylene sheeting, gauge 1000, or similar approved, laid to the surface of sand blinded hardcore fill | m3 | 120.96 |  | 0
G567 | Steel fabric reinforcement to BS4483 , fabric A98 | m2 | 120.96 |  | 0
F243.2 | Reinforced concrete to floor slab, 150mm thick on blinded hardcore | m³ | 12.96 |  | 0
F243.3 | Splash apron, 100mm thick on blinded hardbore | m³ | 3.312 |  | 0
Damp Proof Course
W116.1 | Bituminous felt horizontal damp proof course 150mm wide under walling with 200mm overlaps at the joints | m | 87.6 |  | 0
| Carried to Collection |  |  |  | 0
ITEM NO. | DESCRIPTION | UNIT | QUANTITY | RATE | AMOUNT
BRICKWORK, BLOCKWORK AND MASONRY
U111 | 150mm thick walls in approved solid cement blocks bonded in 1:4 cement sand mortar with hoop iron at every second course | m2 | 265 |  | 0
Grade C25
Designed mix, grade C25 concrete, to BS 5328, with ordinary portland cement to BS 12, 20mm aggregate to BS 882, for the following;
F253.1 | Provision of reinforced concrete for ring beams as described | m³ | 3.6234 |  | 0
F253.2 | 150 x 200mm rectangular lintel reinforced with four 12mm diameter mild steel bars and 6mm diameter mild steel links at 150mm centres including hoisting and bedding into position | m³ | 0.495 |  | 0
Placing Mass Concrete
Placing mass concrete, grade C20 for bases, footings and ground slabs of the following thicknesses
F521 | Thickness not exceeding 150mm | m3 | 26.3736 |  | 0
Placing Reinforced Concrete
Placing reinforced concrete, grade C25 for ring beams and lintels of the following cross sectional areas
F662 | 0.03-0.1m2 | m3 | 4.1184 |  | 0
CONCRETE ANCILLARIES
Formwork
Fair finish formwork in horizontal plane of the following width
G212 | Width 0.1 -0.2m | m | 28 |  | 0
Fair finish formwork in vertical plane of the following width
G243 | Width 0.2-0.4m | m2 | 43.92 |  | 0
Reinforcement
Plain rounded steel bars to BS4449 and of the following sizes
G512 | Nominal size, 8mm | t | 0.12144 |  | 0
| Carried to Collection |  |  |  | 0
ITEM NO. | DESCRIPTION | UNIT | QUANTITY | RATE | AMOUNT
Deformed high yield steel bars to BS4449 and of the following sizes
G524 | Nominal size, 6mm-12mm | t | 0.32501 |  | 0
Roofing
W321 | Construct roofing, complete as in the drawing and as specified; with G28 Prepainted roofing sheets, purlins, rafters, wall plate, ridge , barge boards, eaves boards with wood protection coat, and uPVC rain water guttering and drainage all to the Engineer's satisfaction | m² | 130 |  | 0
W381 | Fix 12mm plastered ceiling on expanded metal to brandering made from sawn treated Cyprus or other similar grade and approved timber in roof structure; rate to include scarfed joints where necessary and application of protective coat to the Engineers satisfaction. Provide for a 600 x 600mm access trap door complete with hardwood timber framing all around. | m2 | 120.96 |  | 0
Rendering
W153.1 | 1:4 cement- plaster to ceilings finished with steel float t to the Engineer's satisfaction | m² | 86.4 |  | 0
W153.2 | 1:4 cement-screed plaster internally to walls 25mm thick and finish smooth with steel float | m² | 320 |  | 0
W453 | 1:4 cement-plaster internally to walls 25mm thick and finish with with wooden float to the Engineer's satisfaction; fix approved glazed ceramic wall tiling with approved adhesive, including filling all joints with grout. | m² | 40 |  | 0
W153.1 | 1:4 cement- plaster externally to walls 25mm thick and finish with wooden float t to the Engineer's satisfaction | m² | 165.6 |  | 0
W441.1 | 1:3 cement sand 25mm floor screed finished to hard and smooth surface with a wood float to the Engineer's satisfaction; fix approved glazed ceramic floor tiling with approved adhesive, including filling all joints with grout. | m² | 86.4 |  | 0
W441.2 | 100mm high skirting tiles | m | 76.8 |  | 0
W441.1 | 1:3 cement sand 25mm floor screed finished to hard and smooth surface with a steel float using cement grout | m² | 41.4 |  | 0
PAINTING
Emulsion Paint
V591 | Prepare and apply 3 coats of emulsion paint to soft board ceiling. | m² | 86.4 |  | 0
| Carried to Collection |  |  |  | 0
ITEM NO. | DESCRIPTION | UNIT | QUANTITY | RATE | AMOUNT
V567.1 | Internal quality vinyl silk emulsion paint , under coat & two overcoats, to interior block work wall surfaces to the Engineer's satisfaction, include surface preparation as specified | m² | 320 |  | 0
V567.2 | Prepare and apply 3 coats of weather guard paint to plastered skirting 100-200mm girth to Engineer's satisfaction. | m | 165.6 |  | 0
Windows, Doors and Glazing
Permanent vent
Z321.1 | Mild steel permanent vent overall size 350mm x 650mm high comprising 50 x 50 x 2mm SHS section steel framing and 50 x 2mm thick mild steel louvres welded to frame, including aluminium mosquito proof wire gauze welded to mild steel frames in permanent vents. | nr | 2 |  | 0
Windows
Supply and Fix the following Mild steel Casement Windows to the Engineers' Details constructed from Standard Steel Sections primed with Redoxide primer before delivery to site complete with all necessary iron mongery and burglar proofing.
Z321.2 | Window overall size 1500 x 1400mm high comprising 300mm permanent louvered vent with 50 x 2mm steel louvers and 3 panel (2 sliding) window complete with 4mm thick clear glass panes. | nr | 4 |  | 0
Z321.3 | Ditto but 900mm high with 4mm thick clear glass panes | nr | 6 |  | 0
Z321.4 | Window overall size 900 x 1200mm high comprising 300mm permanent louvered vent with 50 x 2mm steel louvers and 2 panel (1sliding) window complete with 4mm thick clear glass panes. | nr | 2 |  | 0
Z321.5 | Window overall size 800 x 900mm high comprising 300mm permanent louvered vent with 50 x 2mm steel louvers and top hung window complete with 4mm thick frost glass panes. | nr | 4 |  | 0
Doors
Z323.1 | Mild steel casement single leaf door overall size 900 x 2400mm high including 300mm high permanent vent with 50 x 2mm louvres,40 x 30 x 3 mm RHS frame with 2mm MS plates as per Engineers details constructed from standard steel sections primed with redoxide paint before delivery to site complete with all the necessary iron mongery and accessories. | nr | 4 |  | 0
Z313.2 | Supply and fix 40mm thick single leaf hardwood frame and solid core flush door, size 2100mm high by 900m wide, including a door frame made of 150x50mm hardwood timber including all appropriate ironmongery, varnishing, locking arrangements and rubber door stops to Engineer's satisfaction | nr | 4 |  | 0
Z313.3 | Ditto, but size 800 x 2100mm high for washrooms | nr | 4 |  | 0
| Carried to Collection |  |  |  | 0
ITEM NO. | DESCRIPTION | UNIT | QUANTITY | RATE | AMOUNT
Water Supply
Z524 | Supply and erect a 3000 (3m³) polyethylene tank from crestank, or equal approved on blockwork masonry/concrete platform including tap and drain channel all to the Engineer's satisfaction. | nr | 2 |  | 0
Z524.2 | Supply and erect a 2000 (2m³) polyethylene tank from crestank, or equal approved on 3 m MS frame including inlet and outlet pipes, ball valve, overflow all to the Engineer's satisfaction. | L SUM |  |  | 0
Sanitary Fittings
Supply and Fix the following sanitary appliances including the necessary piping all to Engineer's satisfaction
Z530.1 | Vitreous UK White glazed squating WC comprising pan with P trap, 10 litres high level vitreous UK water cistern with cover, plastic flushing pipe, water connection and all necessary accessories | nr | 2 |  | 0
Z530.2 | Vitreous UK white glazed wash hand basin complete with 1 no. 13mm diameter chromium plated pillar tap, 40mm waste outlet grating, plastic plug and chain stay, plastic bottle trap, concealed cast iron fixing brackets, jointing and water connection. | nr | 2 |  | 0
Z530.3 | Chrome plated Shower mixer flexible tubing and shower rose | nr | 2 |  | 0
Z530.4 | Supply and install . toilet paper holder | nr | 2 |  | 0
Z530.5 | I m long stainless steel kitchen sink single bowl single tray including tap | nr | 2 |  | 0
Z531.1 | Complete waste water pipe work to septic tank inclusive of unpressurised uPVC waste water pipes of OD 110mm, manholes, aeration to the Engineer's satisfaction | Sum |  |  | 0
Septic Tank
Z531.2 | Construct One (1) nr 25 User septic tank and 01 nr soak pit for waste water from toilets, complete with sewer pipeline as specified and to the Engineers approval | Sum |  |  | 0
| carried to collection |  |  |  | 0
ITEM NO. | DESCRIPTION | UNIT |  | RATE (Ushs) | AMOUNT (Ushs)
A | Solarization
Z780.1 | 300Wp Solar PV module of 95% efficacy for the pumphouse of SunTech or equally approved. | Pcs | 8 |  | 0
Z780.2 | 10mm² UV Cable for Panel Connection | Lm | 20 |  | 0
Z780.3 | Solar Array mounting frame made from rustfree / Resistant Aluminium metal supported by pipes / Angle sections onto reinforced concrete bases supplied and constructed to specifications. Special bolts and nuts with Arren keys shall be supplied for fastening modules, enhanced for safety-proof | unit | 32 |  | 0
Z780.4 | Installation Assorted Accessories | Item | 2 |  | 0
B | Inverter
Z780.5 | 5KVA DC/AC Solar Inverter, OUTBACK with inbuilt MPPT charge Controller or equal approved. | Item | 2 |  | 0
Battery
Z780.6 | Supply and install 12V, 200A, Solar sealed deep-cycle, Maintenance free Lithium Ion Batteries | No | 4 |  | 0
C | Consumer Unit
Z780.7 | 2 -Way, 40A SPN Consumer Unit | Item | 2 |  | 0
D | Cables
Z711.1 | 3 x 4mm² PVC/PVC load cable connecting from inverter to CU. | Lm | 10 |  | 0
Z711.2 | Lighting points wired from consumer unit with 3 x 1.5mm² PVC Copper cable drawn in new concealed PVC conduits with screwed joints complete with all boxes etc. | No. | 18 |  | 0
Lighting Fittings
Z783.1 | 1x18W LED surface mounted round fitting Type "C" complete with lamp as to CHNIT manufacturer or equal approved. | No | 6 |  | 0
Z783.2 | 1x10W LED surface mounted round fitting Type "D" complete with lamp as to CHNIT manufacturer or equal approved. | No | 4 |  | 0
Z783.3 | 1x30W LED surface mounted round fitting Type "F" complete with lamp as to CHNIT manufacturer or equal approved. | No. | 2 |  | 0
Z783.4 | 1x20W LED surface mounted round fitting Type "H" complete with lamp as to CHNIT manufacturer or equal approved. | No. | 6 |  | 0
Z782.1 | One gang, one way 6A moulded switch as MK or equal approved | No. | 4 |  | 0
Z782.2 | Two gang, one way 6A moulded switch as MK or equal approved | No | 2 |  | 0
Z782.3 | Three gang, one way 6A moulded switch as MK or equal approved | No | 2 |  | 0
| Carried to Collection |  |  |  | 0
ITEM NO. | DESCRIPTION | UNIT |  | RATE (Ushs) | AMOUNT (Ushs)
Power Points
Z784.1 | Socket outlet points wired from consumer unit by 3 x 2.5 mm² PVC Copper cables in HG PVC conduit complete with all accessories | No | 4 |  | 0
Z784.2 | 13A, 2Gang standard switched socket outlet complete with Neon lamp as MK or equal approved. | No. | 4 |  | 0
System Earthing
Z760.1 | Earthing rod made from Hard drawn copper or Coppper weld complete with Cap, Earth Clamp, Manhole and Cover with all accessories as by FURSE or equal approved. Earthning of the system to be not more than 3 Ohms | Item | 2 |  | 0
F | Lightening Protection
Z760.2 | Lightenning Protection system with spike, copper tape; including the lightening surge protection switch-gear at the main-junction box of solar array and AC-side of inverter; supplied and installed to specifications | Item | 1 |  | 0
A260 | Allow for testing and commission of installation works | Item | 1 |  | 0 | 0
0
GUARD HOUSE
| Block consisting of Guard room and 1 stance WC REF DRW KP/WS/YUM/GH -01 & KP/WS/YUM/GH -01 | nr | 1 |  | 0
Z789 | Allow for installation of External site solar lighting comprising 9m stand alone columns, 2x1 No. Pv130W modules, 2x1 No. 135AL Batteries, 24V/20A charge controller, 80W lantern wired complete with all necessary accessories. | No. | 4 |  | 0
CHAIN LINK FENCING
X135 | Construct a fence with reinforced concrete post (100mmx100mm cross section area) with galvanised chain link of wire gauge-10 with bottom embedded in C20 concrete, barbed wire on top as illustrated in drawing and done to specifications and to the satsifaction of the engineer | m | 496 |  | 0
Gates
Metal field gate to BS 3470 as in BIS/SD/13.2, of the following widths
X223 | 4.5m wide x 2.4 High double leaf gate | nr | 1 |  | 0
| Carried to Collection |  |  |  | 0
COLLECTION
| Page 1 of 11 |  |  |  | 0
| Page 2 of 11 |  |  |  | 0
| Page 3 of 11 |  |  |  | 0
| Page 4 of 11 |  |  |  | 0
| Page 5 of 11 |  |  |  | 0
| Page 6 of 11 |  |  |  | 0
| Page 7 of 11 |  |  |  | 0
| Page 8 of 11 |  |  |  | 0
| Page 9 of 11 |  |  |  | 0
| Page 10 of 11 |  |  |  | 0
Page 11 of 11
| Carried to Summary |  |  |  | 0

## 6. MALANGA SOLAR
MINISTRY OF WATER AND ENVIRONMENT
GOBORO WATER SUPPLY & SANITATION SYSTEM
BILL NO .6: - MALANGA SOLAR
ITEM NO. | DESCRIPTION | UNIT | QUANTITY | RATE (Ushs) | AMOUNT (Ushs)
A | Solarization
Z900.1 | 300Wp Solar PV module of 95% efficacy for the pumphouse of SunTech or equally approved. | Pcs | 100 |  | 0
Z900.2 | 25mm² UV Cable for Panel Connection | Lm | 200 |  | 0
Z900.3 | Solar Array mounting frame made from rustfree / Resistant Aluminium metal supported by pipes / Angle sections onto reinforced concrete bases supplied and constructed to specifications. Special bolts and nuts with Arren keys shall be supplied for fastening modules, enhanced for safety-proof | unit | 400 |  | 0
Z900.4 | Installation Assorted Accessories | Item | 1 |  | 0
Z900.5 | D.C bars | Pairs | 10 |  | 0
B | Inverter
Z900.6 | 16KW DC / 30KW AC Inverter, TRIO-27.6-TL-0UTD a 3Phase GRID – TIED with inbuilt MPPT charge Controller type of inverter manufactured by Aurora Company. | Item | 5 |  | 0
Z900.7 | Paralleling Management board | Item | 1 |  | 0
Z900.8 | Communication device for remote monitoring and management of pump system with module and external antenna, flow rate sensors, pressure sensors, water level sensors, supplied and installed to specifications. | Item | 1 |  | 0
C | Motor Control Centre - Panel Board
Z900.9 | 4-Way, 60A TPN Main Distribution Board Complete with; | Item | 1 |  | 0
Z900.10 | 6.3 Kvar Capacitor bank
Z900.11 | Intergral Soft Start / Soft Stop function
Z900.12 | Instrumentation of Over Voltage, Under Voltage, Single Phasing, electrical Overload protection, and Dry running protection with Autostart
D | Cables
Z711.1 | 4 x 10mm² PVC/SWA/PVC load cable connecting from inverter Paralleling Board to MCCB board (submersible pump) | Lm | 30 |  | 0
Z711.2 | " ditto " connecting from MCCB board to pump motor (submersible pump) | Lm | 50 |  | 0
Z711.3 | " ditto " connecting from inverter Paralleling Board to MCCB board | Lm | 30 |  | 0
Z711.4 | " ditto " connecting from MCCB board to pump motor | Lm | 50 |  | 0
Z731 | 3 compartment PVC trunking of Marshal tufflex complete with connecting accessories | Lm | 40 |  | 0
Z760.1 | Earthing of the system for not more than 3 Ohms | Item | 1 |  | 0
| Carried to collection |  |  |  | 0
ITEM NO. | DESCRIPTION | UNIT |  | RATE (Ushs) | AMOUNT (Ushs)
E | External Lightining
Z900.13 | Allow for installation of External Site solar lighting comprising 9M stand alone columns, 2 x 1No. PV 130W Modules, 2 x1No. 135LioN batteries, 24V/20A Charge Controller, 80W LED lighting fixture wired complete with all necessary accessories. | No. | 4 |  | 0
F | Lightening Protection
Z760.2 | Lightenning Protection system with spike, copper tape; including the lightening surge protection switch-gear at the main-junction box of solar array and AC-side of inverter; supplied and installed to specifications | Item | 1 |  | 0
R711 | Construct pre-cast garden kerbs (width 75mm,height 150mm), with base embedded in mass concrete around solar array area and walk ways off-set 1m from foundation studs and works done to specifications and to the satsifaction of the engineer | Item | 1 |  | 0
R790 | Supply and uniformly spread Stone aggreagate under solar modules and drive way | Item | 1 |  | 0
Z900.2 | Provide and install appropriate security sensor at site to scare away unwanted people | Item | 1 |  | 0
B644 | Allow for testing and commission of installation works | Item | 1 |  | 0
| Carried to collection |  |  |  | 0
COLLECTION
| Collection, Page 1 |  |  |  | 0
| Collection, Page 2 |  |  |  | 0
| Carried to Summary |  |  |  | 0

## 7. MALANGA TRANSMISSION MAINS
MINISTRY OF WATER AND ENVIRONMENT
GOBORO WATER SUPPLY & SANITATION SYSTEM
BILL NO. 7: MALANGA TRANSMISSION MAINS
ITEM NO. | DESCRIPTION | UNIT | QUANTITY | RATE (Ushs) | AMOUNT (Ushs)
Preamble:
The relevant drawings are KP/WS/YUM/GOB/GEN01-04, including references made there- in to other drawings
DEMOLITION AND SITE CLEARANCE
D110 | General Site Clearance | Ha | 0.52294 |  | 0
Trees
Cut and dispose of trees of the following girth, include removal of stump and backfilling the hole left with top soil
D210 | Girth 500 mm-2 m | nr | 20 |  | 0
Stumps
Remove and dispose of stumps of the following diameter; include for grabbing up the roots and backfilling the hole left with top soil
D310 | Diameter 150-500 mm | nr | 20 |  | 0
D320 | Diameter 500 mm -1 m | nr | 3 |  | 0
HDPE Pipes
HDPE PN 20 pipes OD140mm laid in trenches
I712 | Depth not exceeding 1.5m | m | 2615 |  | 0
PIPEWORK-FITTINGS AND VALVES
HDPE Pipe Fittings
Bends
Bends to PN 20, and of the following sizes
J611 | 100mm ND | nr | 6 |  | 0
| Carried to Collection |  |  |  | 0
ITEM NO. | DESCRIPTION | UNIT | QUANTITY | RATE (Ushs) | AMOUNT (Ushs)
Collars
Collars to PN 20, and of the following sizes
J641 | 100 mm ND | nr | 25 |  | 0
Adaptors
Adaptors to PN 20, and of the following sizes
J651 | 100 mm ND | nr | 8 |  | 0
Gate Valves: Hand Operated
Flanged DI gate valves to BS 5150 , flanges to BS 4505 , all to PN 20 for operation by tee-key, with 3m long distance piece of the following sizes
J811 | 100 mm ND | nr | 4 |  | 0
Non-Return Valves
J831 | 100 mm ND | nr | 3 |  | 0
Air Valves
Flanged CI double orifice air relief valve, 85 mm ND, as specified ,flanges to ISO 2441, PN 20, complete with all pipework and fittings for installation steel pipes of the following sizes.
J861 | 100 mm ND | nr | 4 |  | 0
MANHOLES AND PIPEWORK ANCILLARIES
Valve chambers
Valve chamberss constructed in blockwork, complete for flow meter including the associated fittings and pipework and of the following depth
K292 | Depth 1.5-2.0 m | nr | 6 |  | 0
| Carried to Collection |  |  |  | 0
ITEM NO. | DESCRIPTION | UNIT | QUANTITY | RATE (Ushs) | AMOUNT (Ushs)
K751 | Reinstament of land for pipe bore not exceeding 300mm | m | 2377 |  | 0
SUPPORTS AND PROTECTION, ANCILLARIES TO LAYING AND EXCAVATION
Extras to Excavation and Backfilling
L111 | Excavation in rock | m³ | 118 |  | 0
Pipe surrounds, of sand, for the following pipe sizes
L511 | Diameter not exceeding 200 mm ND | m | 2615 |  | 0
Pipe surrounds, of mass concrete, for the following pipe sizes
L541 | Diameter not exceeding 200 mm ND | m | 66 |  | 0
Isolated Pipe Supports
Reinforced concrete pipe supports height not exceeding 1m for the following pipe sizes
L811 | Diameter not exceeding 200 mm ND | nr |  |  | 0
| Carried to Collection |  |  |  | 0
COLLECTION
| Collection, Page 1 of 3 |  |  |  | 0
| Collection, Page 2 of 3 |  |  |  | 0
| Collection, Page 3 of 3 |  |  |  | 0
| Carried to Summary |  |  |  | 0

## 8. WATER TREATMENT
MINISTRY OF WATER AND ENVIRONMENT
GOBORO WATER SUPPLY & SANITATION SYSTEM
BILL NO.8: WATER TREATMENT
ITEM NO. | DESCRIPTION | UNIT | QUANTITY | RATE (Ushs) | AMOUNT (Ushs)
Preamble:
The relevant drawings are KP/WS/YUM/GOB/WR-01 to KP/WS/YUM/GOB/WR-03 including references made there- in to other drawings
Aerator
Preamble:
The relevant drawing is KP/WS/YUM/AER2-01 to KP/WS/YUM/AER2-03, including references made there in to other drawings
EARTHWORKS
E324 | Excavation in material other than topsoil, rock or artificial hard material, commencing surface is the stripped ground level | m³ | 18 |  | 0
E334 | Excavation in rock material, commencing surface is the stripped ground level | m³ |  |  | 0
Disposal of Excavated Material
E531 | Disposal of excavated material to sites as specified and as directed by the Engineer | m³ | 15 |  | 0
Filling
E615 | Filling to structures in imported natural material other than top soil or rock | m³ | 3 |  | 0
E647 | 300mm thick bed of approved imported hardcore well spread, leveled, rammed to consolidation on stabilized and compacted ground to Engineer’s satisfaction | m2 | 9 |  | 0
E724 | Sand blinding on top of hard core fill | m2 | 18 |  | 0
IN-SITU CONCRETE
Provision of Concrete
Grade C15
Designed mix, grade C15 concrete, to BS 5328, with ordinary portland cement to BS 12, aggregate to BS 882, for the following aggregate sizes
F233 | 20mm aggregate | m3 | 1.5 |  | 0
| Carried to Collection |  |  |  | 0
ITEM NO. | DESCRIPTION | UNIT | QUANTITY | RATE | AMOUNT
Grade C30
Designed mix, grade C30 concrete, to BS 5328, with ordinary portland cement to BS 12, aggregate to BS 882, for the following aggregate sizes
F263 | 20mm aggregate | m3 | 16.2 |  | 0
Placing Mass Concrete
Placing blinding concrete, grade C15, of the following thickness
F511 | Thickness not exceeding 150mm | m3 | 1.5 |  | 0
Placing Reinforced Concrete
Placing reinforced concrete, grade C30 for ground slabs of the following thickness
F623 | 200-500mm | m3 | 3 |  | 0
Placing reinforced concrete, grade C30 for suspended slabs of the following thickness
F633 | 200-400mm | m3 | 9 |  | 0
Placing reinforced concrete, grade C30 for walls of the following thickness
F643 | 200-500mm | m3 | 4.5 |  | 0
CONCRETE ANCILLARIES
Fair finish formwork in horizontal plane of the following width
G215 | Width exceeding 1.22m | m² | 30 |  | 0
Fair finish formwork in vertical plane of the following width
G243 | Width 0.2-0.4m | m2 | 37.5 |  | 0
G245 | Width exceeding 1.22m | m² | 90 |  | 0
| Carried to Collection |  |  |  | 0
ITEM NO. | DESCRIPTION | UNIT | QUANTITY | RATE | AMOUNT
Reinforcement
High Yield Steel
Twisted high yield steel bars to BS4449 and of the following sizes
G524 | Nominal size, 6mm-16mm | t | 2.25 |  | 0
Joints
Plastic or rubber water stops of the following width
G652 | 150-300mm | m | 4.5 |  | 0
MISCELLANEOUS WORKS
X900.6 | External galvanised mild steel ladder to BS 4211 , galvanised to BS 729 , fixed onto reinforced concrete rising from finshed ground around tank structure and landing on top of the roof slab | nr | 1.5 |  | 0
X900.7 | Supply and install FRO or FERN type or equal and approved gravity dosers including all accessories. Average discharge rate 0.31l/min for Alum dosing | nr | 1 |  | 0
Mixing tank and Dozing house
Preamble:
The relevant drawing is DRG KP/WS/YUM/DH-1/DH-2 including references made there in to other drawings
EARTHWORKS
E324 | Excavation in material other than topsoil, rock or artificial hard material, commencing surface is the stripped ground level | m³ | 50 |  | 0
E334 | Excavation in rock material, commencing surface is the stripped ground level | m³ | 5 |  | 0
Disposal of Excavated Material
E531 | Disposal of excavated material to sites as specified and as directed by the Engineer | m³ | 30 |  | 0
Filling
E615 | Filling to structures in imported natural material other than top soil or rock | m³ | 25 |  | 0
E647 | 300mm thick bed of approved imported hardcore well spread, leveled, rammed to consolidation on stabilized and compacted ground to Engineer’s satisfaction | m2 | 12 |  | 0
E724 | Sand blinding on top of hard core fill | m2 | 20 |  | 0
| Carried to Collection |  |  |  | 0
ITEM NO. | DESCRIPTION | UNIT | QUANTITY | RATE | AMOUNT
IN-SITU CONCRETE
Provision of Concrete
Grade C15
Designed mix, grade C15 concrete, to BS 5328, with ordinary portland cement to BS 12, aggregate to BS 882, for the following aggregate sizes
F233 | 20mm aggregate | m3 | 0.576 |  | 0
Grade C30
Designed mix, grade C30 concrete, to BS 5328, with ordinary portland cement to BS 12, aggregate to BS 882, for the following aggregate sizes
F263 | 20mm aggregate | m3 | 48 |  | 0
Placing Mass Concrete
Placing blinding concrete, grade C15, of the following thickness
F511 | Thickness not exceeding 150mm | m3 | 0.576 |  | 0
Placing Reinforced Concrete
Placing reinforced concrete, grade C30 for ground slabs of the following thickness
F623 | 200-500mm | m3 | 6 |  | 0
Placing reinforced concrete, grade C30 for suspended slabs of the following thickness
F633 | 200-400mm | m3 | 25 |  | 0
Placing reinforced concrete, grade C30 for walls of the following thickness
F643 | 200-500mm | m3 | 17 |  | 0
CONCRETE ANCILLARIES
Fair finish formwork in horizontal plane of the following width
G215 | Width exceeding 1.22m | m² | 60 |  | 0
Fair finish formwork in vertical plane of the following width
G243 | Width 0.2-0.4m | m2 | 60 |  | 0
G245 | Width exceeding 1.22m | m² | 200 |  | 0
Reinforcement
High Yield Steel
Deformed high yield steel bars to BS4449 and of the following sizes
G524 | Nominal size, 6mm-16mm | t | 5 |  | 0
| Carried to Collection |  |  |  | 0
ITEM NO. | DESCRIPTION | UNIT | QUANTITY | RATE | AMOUNT
Joints
Plastic or rubber water stops of the following width
G652 | 150-300mm | m | 20 |  | 0
MISCELLANEOUS WORKS
X900.4 | Provision of galvanised handrail | m | 38 |  | 0
X900.6 | External galvanised mild steel ladder to BS 4211 , galvanised to BS 729 , fixed onto reinforced concrete rising from finshed ground around tank structure and landing on top of the roof slab | nr | 2 |  | 0
X900.7 | Supply and install FRO or FERN type or equal and approved gravity dosers including all accessories. Average discharge rate 20mll/min for Chlorine dosing | nr | 1 |  | 0
Allow for construction of 10 m2 dozing house
Filter
Preamble:
The relevant drawing is DRG KP/WS/YUM/RSF2-01 to KP/WS/YUM/RSF2-03, including references made there in to other drawings
EARTHWORKS
E324 | Excavation in material other than topsoil, rock or artificial hard material, commencing surface is the stripped ground level | m³ | 12 |  | 0
E334 | Excavation in rock material, commencing surface is the stripped ground level | m³ | 1.5 |  | 0
Disposal of Excavated Material
E531 | Disposal of excavated material to sites as specified and as directed by the Engineer | m³ | 10.5 |  | 0
Filling
E615 | Filling to structures in imported natural material other than top soil or rock | m³ | 4.5 |  | 0
| Carried to Collection |  |  |  | 0
ITEM NO. | DESCRIPTION | UNIT | QUANTITY | RATE | AMOUNT
E647 | 300mm thick bed of approved imported hardcore well spread, leveled, rammed to consolidation on stabilized and compacted ground to Engineer’s satisfaction | m2 | 15 |  | 0
E724 | Sand blinding on top of hard core fill | m2 | 15 |  | 0
IN-SITU CONCRETE
Provision of Concrete
Grade C15
Designed mix, grade C15 concrete, to BS 5328, with ordinary portland cement to BS 12, aggregate to BS 882, for the following aggregate sizes
F233 | 20mm aggregate | m3 | 1.5 |  | 0
Grade C30
Designed mix, grade C30 concrete, to BS 5328, with ordinary portland cement to BS 12, aggregate to BS 882, for the following aggregate sizes
F263 | 20mm aggregate | m3 | 33 |  | 0
Placing Mass Concrete
Placing blinding concrete, grade C15, of the following thickness
F511 | Thickness not exceeding 150mm | m3 | 1.5 |  | 0
Placing Reinforced Concrete
Placing reinforced concrete, grade C30 for ground slabs of the following thickness
F623 | 300-500mm | m3 | 6 |  | 0
Placing reinforced concrete, grade C30 for suspended slabs of the following thickness
F633 | 200-400mm | m3 | 1.5 |  | 0
Placing reinforced concrete, grade C30 for walls of the following thickness
F643 | 200-500mm | m3 | 25.5 |  | 0
CONCRETE ANCILLARIES
| Carried to Collection |  |  |  | 0
ITEM NO. | DESCRIPTION | UNIT | QUANTITY | RATE | AMOUNT
Fair finish formwork in horizontal plane of the following width
G215 | Width exceeding 1.22m | m² | 19.5 |  | 0
Fair finish formwork in vertical plane of the following width
G243 | Width 0.2-0.4m | m2 | 9 |  | 0
G245 | Width exceeding 1.22m | m² | 120 |  | 0
Reinforcement
High Yield Steel
Twisted high yield steel bars to BS4449 and of the following sizes
G524 | Nominal size, 6mm-16mm | t | 4.5 |  | 0
Joints
Plastic or rubber water stops of the following width
G652 | 150-300mm | m | 15 |  | 0
MISCELLANEOUS WORKS
X900.6 | External galvanised mild steel ladder to BS 4211 , galvanised to BS 729 , fixed onto reinforced concrete rising from finshed ground around tank structure and landing on top | nr | 2 |  | 0
Z920 | Allow for construction of 18 m2 Sludge drying bed REF DRG KP/WS/YUM/SDB1-02 | SUM |  |  | 0
Z930 | Allow for construction of 20 m2 chlorination house REF DRG KP/WS/YUM/DH/01-02
50m3 REINFORCED CONCRETE WATER TANK
Preamble:
The relevant drawing is DRG KP/WS/YUM/SUM/1-01 to KP/WS/YUM/SUM/1-03, including references made there in to other drawings
EARTHWORKS
E324 | Excavation in material other than topsoil, rock or artificial hard material, commencing surface is the stripped ground level | m³ | 12.5 |  | 0
E334 | Excavation in rock material, commencing surface is the stripped ground level | m³ | 2 |  | 0
Disposal of Excavated Material
E531 | Disposal of excavated material to sites as specified and as directed by the Engineer | m³ | 10 |  | 0
Filling
E615 | Filling to structures in imported natural material other than top soil or rock | m³ | 11.25 |  | 0
| Carried to Collection |  |  |  | 0
ITEM NO. | DESCRIPTION | UNIT | QUANTITY | RATE | AMOUNT
E647 | 500mm thick bed of approved imported hardcore well spread, leveled, rammed to consolidation on stabilized and compacted ground to Engineer’s satisfaction | m2 | 7.5 |  | 0
E724 | Sand blinding on top of hard core fill | m2 | 25 |  | 0
W421 | Flexible polyethylene sheeting, gauge 1000, or similar approved, laid to the surface of blinding concrete or sand blinded hardcore fill | m2 | 30 |  | 0
IN-SITU CONCRETE
Provision of Concrete
Designed Mix Concrete
Grade C15
Designed mix, grade C15 concrete, to BS 5328, with ordinary portland cement to BS 12, aggregate to BS 882, for the following aggregate sizes
F233 | 20mm aggregate | m3 | 1.875 |  | 0
Grade C30
Designed mix, grade C30 concrete, to BS 5328, with ordinary portland cement to BS 12, aggregate to BS 882, for the following aggregate sizes
F263 | 20mm aggregate | m3 | 30 |  | 0
Placing Mass Concrete
Placing blinding concrete, grade C15, of the following thickness
F511 | Thickness not exceeding 150mm | m3 | 1.875 |  | 0
Placing Reinforced Concrete
Placing reinforced concrete, grade C30 for ground slabs of the following thickness
F623 | 300-500mm | m3 | 9 |  | 0
Placing reinforced concrete, grade C30 for suspended slabs of the following thickness
F633 | 200-400mm | m3 | 7 |  | 0
Placing reinforced concrete, grade C30 for walls of the following thickness
F643 | 200-500mm | m3 | 16 |  | 0
| Carried to Collection |  |  |  | 0
ITEM NO. | DESCRIPTION | UNIT | QUANTITY | RATE | AMOUNT
CONCRETE ANCILLARIES
Fair finish formwork in horizontal plane of the following width
G215 | Width exceeding 1.22m | m² | 26 |  | 0
Fair finish formwork in vertical plane of the following width
G243 | Width 0.2-0.4m | m2 | 5 |  | 0
G245 | Width exceeding 1.22m | m² | 130 |  | 0
Reinforcement
High Yield Steel
Twisted high yield steel bars to BS4449 and of the following sizes
G524 | Nominal size, 6mm-16mm | t | 3 |  | 0
Joints
Plastic or rubber water stops of the following width
G652 | 150-300mm | m | 27 |  | 0
Protective Layers
W5 | sand and apply water proofing to extenal and internal surfaces of clear water tank | m2 | 200 |  | 0
MISCELLANEOUS WORKS
X900.1 | Screeding to drain structure and roof cover as per specified by the Engineer | m2 | 27 |  | 0
X900.2 | Provision of 100mm ND swanneck ventilation pipes in roof slab, including mosquito wire net screen as shown on the drawing | Sum | 2 |  | 0
X900.3 | Provision of water tight metallic manhole covers including frames and locks for 600x600mm clear openings | nr | 2 |  | 0
X900.4 | Provision of galvanised step irons for access into tank | Sum | 1 |  | 0
X900.5 | Provision of float water level indictor as approved by the Engineer | Sum | 1 |  | 0
X900.6 | External galvanised mild steel ladder to BS 4211 , galvanised to BS 729 , fixed onto reinforced concrete rising from finshed ground around tank structure and landing on top of the roof slab | nr | 1 |  | 0
| Carried to Collection |  |  |  | 0
ITEM NO. | DESCRIPTION | UNIT | QUANTITY | RATE (Ushs) | AMOUNT (Ushs)
| Inserts |  |  |  | 0
| Ductile iron spigot pipe with puddle flange, to BS 4772, flanges to BS 4504, all to PN6, cement mortar lined, and of the following sizes |  |  |  | 0
G831.1 | 100mm ND | nr | 4 |  | 0
G831.2 | 200mm ND | nr | 2 |  | 0
PIPEWORK-FITTINGS AND VALVES
DI Pipe Fittings
Bends
Bends to PN 20, and of the following sizes
J311.1 | 100mm ND | nr | 6 |  | 0
J311.2 | 150mm ND | nr | 8 |  | 0
J312 | 200mm ND | nr | 2 |  | 0
Junction and branches
J321.1 | 100mm ND | nr | 4 |  | 0
J321.2 | 150mm ND | nr | 2 |  | 0
J322 | 200mm ND | nr | 1 |  | 0
Straight specials
J381.1 | 100mm ND length not exceeding 2 m | nr | 6 |  | 0
J381.2 | 100mm ND length 2 -4 m | nr | 2 |  | 0
J381.3 | 150mm ND length not exceeding 2 m | nr | 3 |  | 0
J381.4 | 150mm ND length 2 -4 m | nr | 1 |  | 0
J381.5 | 200mm ND length not exceeding 2 m | nr | 2 |  | 0
J381.6 | 200mm ND length 2 -4 m | nr | 1 |  | 0
Adaptors
Adaptors to PN 20, and of the following sizes
J351 | 150 mm ND | nr | 2 |  | 0
Gate Valves: Hand Operated
Flanged DI gate valves to BS 5150 , flanges to BS 4505 , all to PN 10 for operation by tee-key, with 3m long distance piece of the following sizes
J811.1 | 100 mm ND | nr | 6 |  | 0
J811.2 | 150mm ND | nr | 4 |  | 0
J812 | 200mm ND | nr | 2 |  | 0
Non-Return Valves
J831 | 150 mm ND | nr | 4 |  | 0
Foot valve
J891 | 150 mm ND | nr | 1 |  | 0
| Carried to Collection |  |  |  | 0
ITEM NO. | DESCRIPTION | UNIT | QUANTITY | RATE (Ushs) | AMOUNT (Ushs)
MANHOLES AND PIPEWORK ANCILLARIES
cast in situ concrete manholes
K131 | Depth 1.5-2.0 m | nr | 2 |  | 0
PUMP HOUSE
Z000 | Allow for construction of pump house 9.05m long x 3.4m wide and 3m height at the front single slant roof, G28 pre-coated roofing sheets well finished in concrete screed. REF DRG WS/YUM/PH1-01 toWS/YUM/PH1-04 | LS
1.17 | Supply and install 7.5kW 3PH 10HP PUMP, flow rate 30 m3, head 20m | nr | 2 |  | 0
1.19 | Supply and installation of air blowers suction and discharge, 120m3/h against a head of 6m complete, including rotary blower as approved by the engineer, electric motor vee belt drive, tension device and belt guard; steel structure frame with rubber anti-vibration pads, anchors, bolts, nuts and washers, suction filter, all relevant pipework and fittings for the scour system complete upto the filters | nr | 2 |  | 0
A | Solarization
Z900.1 | 300Wp Solar PV module of 95% efficacy for the pumphouse of SunTech or equally approved. | Pcs | 18 |  | 0
Z900.2 | 25mm² UV Cable for Panel Connection | Lm | 40 |  | 0
Z900.3 | Solar Array mounting frame made from rustfree / Resistant Aluminium metal supported by pipes / Angle sections onto reinforced concrete bases supplied and constructed to specifications. Special bolts and nuts with Arren keys shall be supplied for fastening modules, enhanced for safety-proof | unit | 72 |  | 0
Z900.4 | Installation Assorted Accessories | Item | 1 |  | 0
Z900.5 | D.C bars | Pairs | 2 |  | 0
B | Inverter
Z900.6 | 16KW DC / 30KW AC Inverter, TRIO-27.6-TL-0UTD a 3Phase GRID – TIED with inbuilt MPPT charge Controller type of inverter manufactured by Aurora Company or equal approved . | Item | 1 |  | 0
Z900.7 | Paralleling Management board | Item | 1 |  | 0
Z900.8 | Communication device for remote monitoring and management of pump system with module and external antenna, flow rate sensors, pressure sensors, water level sensors, supplied and installed to specifications. | Item | 1 |  | 0
| Carried to Collection |  |  |  | 0
ITEM NO. | DESCRIPTION | UNIT | QUANTITY | RATE (Ushs) | AMOUNT (Ushs)
C | Motor Control Centre - Panel Board
Z900.9 | 4-Way, 60A TPN Main Distribution Board Complete with; | Item | 1 |  | 0
1.1 Kvar Capacitor bank
Intergral Soft Start / Soft Stop function
Instrumentation of Over Voltage, Under Voltage, Single Phasing, electrical Overload protection, and Dry running protection with Autostart
D | Cables
Z711.1 | 4 x 10mm² PVC/SWA/PVC load cable connecting from inverter Paralleling Board to MCCB board (submersible pump) | Lm | 30 |  | 0
Z711.2 | " ditto " connecting from MCCB board to pump motor (submersible pump) | Lm | 50 |  | 0
Z711.3 | " ditto " connecting from inverter Paralleling Board to MCCB board | Lm | 30 |  | 0
Z711.4 | " ditto " connecting from MCCB board to pump motor | Lm | 50 |  | 0
Z731 | 3 compartment PVC trunking of Marshal tufflex complete with connecting accessories | Lm | 40 |  | 0
Z760.1 | Earthing of the system for not more than 3 Ohms | Item | 1 |  | 0
E | External Lightining
Z900.13 | Allow for installation of External Site solar lighting comprising 9M stand alone columns, 2 x 1No. PV 130W Modules, 2 x1No. 135LioN batteries, 24V/20A Charge Controller, 80W LED lighting fixture wired complete with all necessary accessories. | No. | 4 |  | 0
F | Lightening Protection
Z760.2 | Lightenning Protection system with spike, copper tape; including the lightening surge protection switch-gear at the main-junction box of solar array and AC-side of inverter; supplied and installed to specifications | Item | 1 |  | 0
R711 | Construct pre-cast garden kerbs (width 75mm,height 150mm), with base embedded in mass concrete around solar array area and walk ways off-set 1m from foundation studs and works done to specifications and to the satsifaction of the engineer | Item | 1 |  | 0
R790 | Supply and uniformly spread Stone aggreagate under solar modules and drive way | Item | 1 |  | 0
Z900.1 | Allow for installation of External site solar lighting comprising 9m stand alone columns, 2x1 No. Pv130W modules, 2x1 No. 135AL Batteries, 24V/20A charge controller, 80W lantern wired complete with all necessary accessories. | No. | 2 |  | 0
Z900.2 | Provide and install appropriate security sensor at site to scare away unwanted people | Item | 1 |  | 0
B644 | Allow for testing and commission of installation works | Item | 1 |  | 0
| Carried to Summary |  |  |  | 0
COLLECTION
| Page 1 of 12 |  |  |  | 0
| Page 2 of 12 |  |  |  | 0
| Page 3 of 12 |  |  |  | 0
| Page 4 of 12 |  |  |  | 0
| Page 5 of 12 |  |  |  | 0
| Page 6 of 12 |  |  |  | 0
| Page 7 of 12 |  |  |  | 0
| Page 8 of 12 |  |  |  | 0
| Page 9 of 12 |  |  |  | 0
| Page 10 of 12 |  |  |  | 0
| Page 11 of 12 |  |  |  | 0
| Page 12 of 12 |  |  |  | 0
| TOTAL CARRIED TO SUMMARY |  |  |  | 0

## 9. WATER RESERVOIR
MINISTRY OF WATER AND ENVIRONMENT
GOBORO WATER SUPPLY & SANITATION SYSTEM
BILL NO.8: MAIN RESERVOIR
ITEM NO. | DESCRIPTION | UNIT | QUANTITY | RATE (Ushs) | AMOUNT (Ushs)
Preamble:
The relevant drawings are KP/WS/YUM/GOB/WR-01 to KP/WS/YUM/GOB/WR-03 including references made there- in to other drawings
DEMOLITION AND SITE CLEARANCE
Access road
General Site Clearance
D100 | General Site Clearance | Ha | 0.248 |  | 0
EARTHWORKS
E324 | Excavation in material other than topsoil, rock or artificial hard material, commencing surface is the stripped ground level | m³ | 744 |  | 0
E334 | Excavation in rock material, commencing surface is the stripped ground level | m³ | 37.2 |  | 0
Disposal of Excavated Material
E531 | Disposal of excavated material to sites as specified and as directed by the Engineer | m³ | 781.2 |  | 0
Filling
E645 | 300 mm fill to access road with imprted natural material other than topsoil or rock | m2 | 1800 |  | 0
General Site Clearance
D100 | General Site Clearance | Ha | 1 |  | 0
EARTHWORKS
E324 | Excavation in material other than topsoil, rock or artificial hard material, commencing surface is the stripped ground level | m³ | 3000 |  | 0
E334 | Excavation in rock material, commencing surface is the stripped ground level | m³ | 150 |  | 0
Disposal of Excavated Material
E531 | Disposal of excavated material to sites as specified and as directed by the Engineer | m³ | 3150 |  | 0
| Carried to Collection |  |  |  | 0
ITEM NO. | DESCRIPTION | UNIT | QUANTITY | RATE (Ushs) | AMOUNT (Ushs)
Land scaping
E810 | Turfing including importation of top soil and preparation of surface | m2 | 900 |  | 0
Steel Tank
5.1 | Hot pressed galvanised steel sectional 120 m3 tank measuring 6.0m X 6.0m X 3.6mH comprising of 1.22mx1.22m 5mm thick tank panels With external flanges and pitched cover with 1No. 1m wide access man way, water level indicator (scale in cubic metres) and plates with inlet, outlet, washout and overflow connection complete with access points, ventilators (4 nr), walkway, handrailing, and internal and external access ladders with safety hoops, inclusive of painting, finishes, 4'' GI inlet, 6'' GI outlet, 4'' GI washout, 4'' GI washout and all necessary accessories for complete installation | Lump sum |  |  | 0
5.3 | Construction of reinforced concrete foundation and Erection of 9 meters high Steel Tower for reservoir complete to include steel tower beams, plates, angles, bolts, nuts, washers, etc, painting and finishes; complete | Lump sum | 1 |  | 0 | 0
RMR 7.3.1.3 | DN 100mm GI drainage pipes for overflow and wash out to outfall over a distance not exceeding 20m | Sum | 1 |  | 0
RMR 7.3.1.4 | Flow meter, DN 100, inclusive of all fittings and chamber, complete as shown in drawing BIS/SD/4 for connection to distirbution network | Sum | 1 |  | 0
R711 | Construct pre-cast garden kerbs (width 75mm,height 150mm), with base embedded in mass concrete around solar array area and walk ways off-set 1m from foundation studs and works done to specifications and to the satsifaction of the engineer | Item | 1 |  | 0
R790 | Supply and uniformly spread Stone aggreagate under solar modules and drive way | Item | 1 |  | 0
Z900.1 | Allow for installation of External site solar lighting comprising 9m stand alone columns, 2x1 No. Pv130W modules, 2x1 No. 135AL Batteries, 24V/20A charge controller, 80W lantern wired complete with all necessary accessories. | No. | 2 |  | 0
| Carried to Collection |  |  |  | 0
ITEM NO. | DESCRIPTION | UNIT | QUANTITY | RATE (Ushs) | AMOUNT (Ushs)
Z900.2 | Provide and install appropriate security sensor at site to scare away unwanted people | Item | 1 |  | 0
B644 | Allow for testing and commission of installation works | Item | 1 |  | 0
G | CHAIN LINK FENCING
X135 | Construct a fence with reinforced concrete post (100mmx100mm cross section area) with galvanised chain link of wire gauge-10 with bottom embedded in C20 concrete, barbed wire on top as illustrated in drawing and done to specifications and to the satsifaction of the engineer | m | 120 |  | 0
Gates
Metal field gate to BS 3470 as in BIS/SD/13.2, of the following widths
X226 | 4.5m wide x 2.4 High doublele leaf gate | LS |  |  | 0
GUARD HOUSE
| Block consisting of Guard room and 1 stance WC REF DRW KP/WS/YUM/GH -01 & KP/WS/YUM/GH -01 | LS |  |  | 0
Z900 | Construct One (1) nr 10 User septic tank and 01 nr soak pit for waste water from toilets, complete with sewer pipeline as specified and to the Engineers approval | Sum |  |  | 0
| Carried to Summary |  |  |  | 0
COLLECTION
| Page 1 of 3 |  |  |  | 0
| Page 2 of 3 |  |  |  | 0
| Page 3 of 3 |  |  |  | 0
| TOTAL CARRIED TO SUMMARY |  |  |  | 0

## 10. DISTRIBUTION NETWORK
MINISTRY OF WATER AND ENVIRONMENT
GOBORO WATER SUPPLY & SANITATION SYSTEM
BILL NO. 10: DISTRIBUTION NETWORK
ITEM NO. | DESCRIPTION | UNIT | QUANTITY | RATE (Ushs) | AMOUNT (Ushs)
Preamble:
The relevant drawings are KP/WS/YUM/GOB/GEN-04 including references made there- in to other drawings
DEMOLITION AND SITE CLEARANCE
D110 | General Site Clearance | Ha | 1.5059 |  | 0
Trees
Cut and dispose of trees of the following girth, include removal of stump and backfilling the hole left with top soil
D210 | Girth 500 mm-2 m | nr | 68 |  | 0
Stumps
Remove and dispose of stumps of the following diameter; include for grabbing up the roots and backfilling the hole left with top soil
D310 | Diameter 150-500 mm | nr | 20 |  | 0
D320 | Diameter 500 mm -1 m | nr | 8 |  | 0
HDPE Pipes
HDPE PN 10 pipes laid in trenches not exceeding 1.5 m
I712.1 | OD 20 mm | m | 10 |  | 0
I712.2 | Ditto but OD 25 mm | m | 1885 |  | 0
I712.3 | Ditto but OD 32 mm | m | 815 |  | 0
I712.4 | Ditto but OD 40 mm | m | 875 |  | 0
I712.5 | Ditto but OD 50 mm | m | 530 |  | 0
I712.6 | Ditto but OD 63 mm | m | 325 |  | 0
I712.7 | Ditto but OD 75 mm | m | 560 |  | 0
I712.8 | Ditto but OD 90 mm | m | 350 |  | 0
I712.9 | Ditto but OD 110 mm | m | 795 |  | 0
| Carried to Collection |  |  |  | 0 | 6145
ITEM NO. | DESCRIPTION | UNIT | QUANTITY | RATE (Ushs) | AMOUNT (Ushs)
Intensification pipes
HDPE PN 6 pipes laid in trenches, depth not exceeding 1.5 m
I712.1 | OD 20 mm | m | 1200 |  | 0
I712.2 | OD 25 mm | m | 600 |  | 0
I712.3 | OD 32 mm | m | 200 |  | 0
PIPEWORK-FITTINGS AND VALVES
HDPE Pipe Fittings
Bends
Bendsl to PN 10, and of the following sizes
J611 | 85mm ND | nr | 5 |  | 0
Junctions and branches
J621.1 | 90 mm ND | nr | 1 |  | 0
J621.2 | 100 mm ND | nr | 4 |  | 0
Reducers
J631.1 | 30 X 20 mm | nr | 1 |  | 0
J631.2 | 30 X 25 mm | nr | 1 |  | 0
J631.3 | 50 x 30 mm | nr | 1 |  | 0
J631.4 | 60 x 30 mm | nr | 1 |  | 0
J631.5 | 60 x 50 mm | nr | 1 |  | 0
J631.6 | 75x 50 mm | nr | 2 |  | 0
J631.7 | 90x 63 mm | nr | 3 |  | 0
J631.8 | 90x 75 mm | nr | 3 |  | 0
J631.9 | 100 x 80 mm | nr | 1 |  | 0
J631.10 | 100x 90 mm | nr | 4 |  | 0
Adaptors
Adaptors to PN 10, and of the following sizes
J651.1 | 90 mm ND | nr | 3 |  | 0
J651.2 | 100 mm ND | nr | 12 |  | 0
| Carried to Collection |  |  |  | 0
ITEM NO. | DESCRIPTION | UNIT | QUANTITY | RATE (Ushs) | AMOUNT (Ushs)
Gate Valves: Hand Operated
Flanged DI gate valves to BS 5150 , flanges to BS 4505 , all to PN 10 for operation by tee-key, with 3m long distance piece of the following sizes
J810.1 | 90 mm ND | nr | 3 |  | 0
J810.2 | 100 mm ND | nr | 12 |  | 0
Non-Return Valves
J831 | 85 mm ND | nr | 2 |  | 0
Air Valves
Flanged CI double orifice air relief valve, 85 mm ND, as specified ,flanges to ISO 2441, PN 10, complete with all pipework and fittings for installation steel pipes of the following sizes.
J861 | 85 mm ND | nr | 20 |  | 0
MANHOLES AND PIPEWORK ANCILLARIES
Man holes
Manholes constructed in blockwork, complete for flowmeter including the associated fittings and pipework and of the following depth
K111 | Depth 1.5-2.0 m | nr | 20 |  | 0
K751 | Reinstament of land for pipe bore not exceeding 300mm | m | 6145 |  | 0
SUPPORTS AND PROTECTION, ANCILLARIES TO LAYING AND EXCAVATION
Extras to Excavation and Backfilling
L111 | Excavation in rock | m³ | 0 |  | 0
Pipe surrounds, of sand, for the following pipe sizes
L511 | Diameter not exceeding 200 mm ND | m | 0 |  | 0
Pipe surrounds, of mass concrete, for the following pipe sizes
L541 | Diameter not exceeding 200 mm ND | m | 0 |  | 0
| Carried to Collection |  |  |  | 0
ITEM NO. | DESCRIPTION | UNIT | QUANTITY | RATE (Ushs) | AMOUNT (Ushs)
Isolated Pipe Supports
Reinforced concrete pipe supports height not exceeding 1m for the following pipe sizes
L811 | Diameter not exceeding 200 mm ND | nr | 10 |  | 0
Public stand pipe
| Public standpost consisting of 2 nos lockable tap, base slab back wall, drainage channel and soak away pit REF DRG: KP/WS/YUM/ GEN-12 | nr | 5 |  | 0
| Allow for service connection REF DRG: KP/WS/YUM/ GEN-13 | nr | 95 |  | 0
| Carried to Collection |  |  |  | 0
COLLECTION
| Collection, Page 1 of 4 |  |  |  | 0
| Collection, Page 2 of 4 |  |  |  | 0
| Collection, Page 3 of 4 |  |  |  | 0
| Collection, Page 4 of 4 |  |  |  | 0
Carried to Summary

## 11. OFFICE BLOCK
MINISTRY OF WATER AND ENVIRONMENT
GOBORO WATER SUPPLY & SANITATION SYSTEM
BILL NO. 11: OFFICE /STORE
ITEM NO. | DESCRIPTION | UNIT | QUANTITY | RATE (Ushs) | AMOUNT (Ushs)
Preamble:
The relevant drawings are KP/WS/YUM/OB-01 to KP/WS/YUM/OB-03 including references made there- in to other drawings
DEMOLITION AND SITE CLEARANCE
General Site Clearance
D100 | General Site Clearance | Ha | 0.09 |  | 0
EARTHWORKS
E324 | Excavation in material other than topsoil, rock or artificial hard material, commencing surface is the stripped ground level | m³ | 270 |  | 0
E334 | Excavation in rock material, commencing surface is the stripped ground level | m³ | 45 |  | 0
Disposal of Excavated Material
E531 | Disposal of excavated material to sites as specified and as directed by the Engineer | m³ | 81 |  | 0
EXCAVATION FOR FOUNDATIONS
Excavation in material other than topsoil, rock or artificial hard material, commencing surface is the stripped ground level
E324 | Depth 0.5-1.2m | m³ | 77.49 |  | 0
Excavation in rock material, commencing surface is the stripped ground level
E332 | Depth 0.25-0.5m | m³ | 7.749 |  | 0
Excavation Ancilliaries
Trimming of excavated surfaces in material other than top soil, rock material or artifical hard material
E523 | Surfaces inclined at an angle not exceeding 45 degrees to the horizontal | m² | 64.575 |  | 0
| Carried to Collection |  |  |  | 0
ITEM NO. | DESCRIPTION | UNIT | QUANTITY | RATE | AMOUNT
Preparation of excavated surfaces in the following materials
E522 | Material other than topsoil, rock, or artificial hard material inclined at an angle not exceeding 45 degrees to the horizontal | m2 | 64.575 |  | 0
Disposal of excavated material to sites as specified and as directed by the Engineer
E535 | Material other than top soil rock or arficial hard matererial | m³ | 23.247 |  | 0
IN-SITU CONCRETE
Provision of Design Mix Concrete
Grade C20
Designed mix, grade C20 concrete, to BS 5328, with ordinary portland cement to BS 12, 20mm aggregate to BS 882, for the following;
F243.1 | Plain concrete C20/20 to strip foundations, | m3 | 14.8522 |  | 0
BRICKWORK, BLOCKWORK AND MASONRY
U121.2 | 230mm thick walls in approved solid cement blocks bonded in 1:4 cement sand mortar with hoop iron at every second course | m2 | 110.7 |  | 0
Filling
E614 | Filling to structures in imported natural material other than top soil or rock ( Sand blinding) | m2 | 41.31 |  | 0
E617 | 300mm thick bed of approved imported hardcore well spread, leveled, rammed to consolidation on stabilized and compacted ground with blinding to Engineer’s satisfaction | m³ | 41.31 |  | 0
Damp Proof Membrane
W131 | Flexible polyethylene sheeting, gauge 1000, or similar approved, laid to the surface of r sand blinded hardcore fill | m3 | 137.7 |  | 0
G567 | Steel fabric reinforcement to BS4483 , fabric A98 | m2 | 137.7 |  | 0
F243.2 | Reinforced concrete to floor slab, 150mm thick on blinded hardcore | m³ | 18.9337 |  | 0
| Carried to Collection |  |  |  | 0
ITEM NO. | DESCRIPTION | UNIT | QUANTITY | RATE | AMOUNT
F243.3 | Splash apron, 100mm thick on blinded hardbore | m³ | 2.784 |  | 0
Damp Proof Course
W116.1 | Bituminous felt horizontal damp proof course 150mm wide under walling with 200mm overlaps at the joints | m | 92.25 |  | 0
BRICKWORK, BLOCKWORK AND MASONRY
U111 | 200mm thick walls in approved solid cement blocks bonded in 1:4 cement sand mortar with hoop iron at every second course | m2 | 135.3 |  | 0
U111 | 150mm thick walls in approved solid cement blocks bonded in 1:4 cement sand mortar with hoop iron at every second course | m2 | 114 |  | 0
Miscellaneous metal work
M910 | 75 mm dia x 3 mm CHSincluding ancorages | m | 16 |  | 0
Grade C25
Designed mix, grade C25 concrete, to BS 5328, with ordinary portland cement to BS 12, 20mm aggregate to BS 882, for the following;
F253.1 | Provision of reinforced concrete for ring beams as described | m³ | 4.4332 |  | 0
F253.2 | 150 x 200mm rectangular lintel reinforced with four 12mm diameter mild steel bars and 6mm diameter mild steel links at 150mm centres including hoisting and bedding into position | m³ | 0.2475 |  | 0
Placing Mass Concrete
Placing mass concrete, grade C20 for bases, footings and ground slabs of the following thicknesses
F521 | Thickness not exceeding 150mm | m3 | 36.57 |  | 0
Placing Reinforced Concrete
| Carried to Collection |  |  |  | 0
ITEM NO. | DESCRIPTION | UNIT | QUANTITY | RATE | AMOUNT
Placing reinforced concrete, grade C25 for ring beams and lintels of the following cross sectional areas
F662 | 0.03-0.1m2 | m3 | 4.6807 |  | 0
CONCRETE ANCILLARIES
Formwork
Fair finish formwork in horizontal plane of the following width
G212 | Width 0.1 -0.2m | m | 20 |  | 0
Fair finish formwork in vertical plane of the following width
G243 | Width 0.2-0.4m | m2 | 43.2 |  | 0
Reinforcement
Plain rounded steel bars to BS4449 and of the following sizes
G512 | Nominal size, 8mm | t | 0.1636 |  | 0
Deformed high yield steel bars to BS4449 and of the following sizes
G524 | Nominal size, 6mm-12mm | t | 0.33522 |  | 0
Roofing
W321 | Construct roofing, complete as in the drawing and as specified; with G28 Prepainted roofing sheets, purlins, rafters, wall plate, ridge , barge boards, eaves boards with wood protection coat, and uPVC rain water guttering and drainage all to the Engineer's satisfaction | m² | 157 |  | 0
W381 | Fix 12mm plastered ceiling on expanded metal to brandering made from sawn treated Cyprus or other similar grade and approved timber in roof structure; rate to include scarfed joints where necessary and application of protective coat to the Engineers satisfaction. Provide for a 600 x 600mm access trap door complete with hardwood timber framing all around. | m2 | 94.5 |  | 0
| Carried to Collection |  |  |  | 0
ITEM NO. | DESCRIPTION | UNIT | QUANTITY | RATE | AMOUNT
Rendering
W153.1 | 1:4 cement- plaster to ceilings finished with steel float t to the Engineer's satisfaction | m² | 86.4 |  | 0
W153.2 | 1:4 cement-screed plaster internally to walls 25mm thick and finish smooth with steel float | m² | 319.9 |  | 0
W453 | 1:4 cement-plaster internally to walls 25mm thick and finish with with wooden float to the Engineer's satisfaction; fix approved glazed ceramic wall tiling with approved adhesive, including filling all joints with grout. | m² | 20 |  | 0
W153.1 | 1:4 cement- plaster externally to walls 25mm thick and finish with wooden float t to the Engineer's satisfaction | m² | 123 |  | 0
Floors
W441.1 | 1:3 cement sand 25mm floor screed finished to hard and smooth surface with a wood float to the Engineer's satisfaction; fix approved glazed ceramic floor tiling with approved adhesive, including filling all joints with grout. | m² | 114.75 |  | 0
W441.2 | 100mm high skirting tiles | m | 103.3 |  | 0
W441.1 | 1:3 cement sand 25mm floor screed finished to hard and smooth surface with a steel float using cement grout | m² | 34.8 |  | 0
PAINTING
Emulsion Paint
V591 | Prepare and apply 3 coats of emulsion paint to soft board ceiling. | m² | 86.4 |  | 0
V567.1 | Internal quality vinyl silk emulsion paint , under coat & two overcoats, to interior block work wall surfaces to the Engineer's satisfaction, include surface preparation as specified | m² | 319.9 |  | 0
V567.2 | Prepare and apply 3 coats of weather guard paint to plastered skirting 100-200mm girth to Engineer's satisfaction. | m | 123 |  | 0
| Carried to Collection |  |  |  | 0
ITEM NO. | DESCRIPTION | UNIT | QUANTITY | RATE | AMOUNT
Windows, Doors and Glazing
Permanent vent
Z321.1 | Mild steel permanent vent overall size 350mm x 650mm high comprising 50 x 50 x 2mm SHS section steel framing and 50 x 2mm thick mild steel louvres welded to frame, including aluminium mosquito proof wire gauze welded to mild steel frames in permanent vents. | nr | 2 |  | 0
Windows
Supply and Fix the following Mild steel Casement Windows to the Engineers' Details constructed from Standard Steel Sections primed with Redoxide primer before delivery to site complete with all necessary iron mongery and burglar proofing.
Z321.2 | Window overall size 1500 x 1400mm high comprising 300mm permanent louvered vent with 50 x 2mm steel louvers and 3 panel (2 sliding) window complete with 4mm thick clear glass panes. | nr | 6 |  | 0
Z321.3 | Ditto but 900mm high with 4mm thick clear glass panes | nr | 1 |  | 0
Z321.2 | Window overall size 600 x 900mm high comprising 300mm permanent louvered vent with 50 x 2mm steel louvers and top hung window complete with 4mm thick frost glass panes. | nr | 2 |  | 0
Doors
Z323.1 | Mild steel casement double leaf door overall size 1500 x 2400mm high including 300mm high permanent vent with 50 x 2mm louvres,50 x 40 x 3 mm RHS frame with 2mm MS plates as per Engineers details constructed from standard steel sections primed with redoxide paint before delivery to site complete with all the necessary iron mongery and accessories. | nr | 1 |  | 0
Z323.2 | Ditto but glazed with 5 mm clear glass above 1 m | nr | 1 |  | 0
| Carried to Collection |  |  |  | 0
ITEM NO. | DESCRIPTION | UNIT | QUANTITY | RATE | AMOUNT
Z323.3 | Mild steel casement double leaf door overall size 900 x 2400mm high including 300mm high permanent vent with 50 x 2mm louvres,50 x 40 x 3 mm RHS frame with 2mm MS plates as per Engineers details constructed from standard steel sections primed with redoxide paint before delivery to site complete with all the necessary iron mongery and accessories. | nr | 1 |  | 0
Z313.4 | Supply and fix 40mm thick single leaf hardwood frame and solid core flush door, size 2100mm high by 900m wide, including a door frame made of 150x50mm hardwood timber including all appropriate ironmongery, varnishing, locking arrangements and rubber door stops to Engineer's satisfaction | nr | 5 |  | 0
Z313.2 | Ditto, but size 800 x 2100mm high for washrooms | nr | 2 |  | 0
Water Supply
Z534.1 | Supply and erect a 3000 (3m³) polyethylene tank from crestank, or equal approved on blockwork masonry/concrete platform including tap and drain channel all to the Engineer's satisfaction. | nr | 1 |  | 0
Z534.2 | Supply and erect a 2000 (2m³) polyethylene tank from crestank, or equal approved on 3 m MS frame including inlet and outlet pipes, ball valve, overflow all to the Engineer's satisfaction. | L SUM
Sanitary Fittings
Supply and Fix the following sanitary appliances including the necessary piping all to Engineer's satisfaction
Z530.1 | Vitreous UK White glazed WC comprising pan with P trap, 10 litres low level vitreous UK water cistern with cover, plastic flushing pipe, water connection and all necessary accessories | nr | 2 |  | 0
Z530.2 | Vitreous UK white glazed wash hand basin complete with 1 no. 13mm diameter chromium plated pillar tap, 40mm waste outlet grating, plastic plug and chain stay, plastic bottle trap, concealed cast iron fixing brackets, jointing and water connection. | nr | 2 |  | 0
| Carried to Collection |  |  |  | 0
ITEM NO. | DESCRIPTION | UNIT | QUANTITY | RATE | AMOUNT
Z530.3 | Supply and install . toilet paper holder | nr | 2 |  | 0
Z530.4 | 450 x300 x250 mm deep dhobi sink including tap | nr | 1 |  | 0
Z511.1 | Complete waste water pipe work to septic tank inclusive of unpressurised uPVC waste water pipes of OD 110mm, manholes, aeration to the Engineer's satisfaction | Sum |  |  | 0
Septic Tank
Z500 | Construct One (1) nr septic tank and 01 nr soak pit for waste water from toilets, complete with sewer pipeline as specified and to the Engineers approval | Sum |  |  | 0
A | Electrical installation - Solarization
Z780.1 | 300Wp Solar PV module of 95% efficacy for the pumphouse of SunTech or equally approved. | Pcs | 12 |  | 0
Z780.2 | 10mm² UV Cable for Panel Connection | Lm | 15 |  | 0
Z780.3 | Solar Array mounting frame made from rustfree / Resistant Aluminium metal supported by pipes / Angle sections onto reinforced concrete bases supplied and constructed to specifications. Special bolts and nuts with Arren keys shall be supplied for fastening modules, enhanced for safety-proof | unit | 40 |  | 0
Z780.4 | Installation Assorted Accessories | Item | 1 |  | 0
B | Inverter
Z780.5 | 18KVA DC/AC Solar Inverter, OUTBACK with inbuilt MPPT charge Controller or equal approved. | Item | 1 |  | 0
Battery
Z780.6 | Supply and install 12V, 200A, Solar sealed deep-cycle, Maintenance free Lithium Ion Batteries | No | 6 |  | 0
C | Consumer Unit
Z780.7 | 4 -Way, 60A SPN Consumer Unit | Item | 1 |  | 0
D | Cables
Z711.1 | 3 x 10mm² PVC/PVC load cable connecting from inverter to CU. | Lm | 8 |  | 0
Z711.1 | Lighting points wired from consumer unit with 3 x 1.5mm² PVC Copper cable drawn in new concealed PVC conduits with screwed joints complete with all boxes etc. | No. | 18 |  | 0
Lighting Fittings
Z783.1 | 1x18W LED surface mounted round fitting Type "C" complete with lamp as to CHNIT manufacturer or equal approved. | No | 2 |  | 0
| Carried to Collection |  |  |  | 0
ITEM NO. | DESCRIPTION | UNIT |  | RATE (Ushs) | AMOUNT (Ushs)
Z783.2 | 1x10W LED surface mounted round fitting Type "D" complete with lamp as to CHNIT manufacturer or equal approved. | No | 3 |  | 0
Z783.3 | 48W (60 X60) LED surface mounted round fitting Type "S" complete with lamp as to CHNIT manufacturer or equal approved. | No. | 9 |  | 0
Z783.4 | 1x20W LED surface mounted round fitting Type "H" complete with lamp as to CHNIT manufacturer or equal approved. | No. | 4 |  | 0
Z782.1 | One gang, one way 6A moulded switch as MK or equal approved | No. | 5 |  | 0
Z782.2 | Two gang, one way 6A moulded switch as MK or equal approved | No | 1 |  | 0
Z782.3 | One gang, Two way 6A moulded switch as MK or equal approved | No | 1 |  | 0
Z782.4 | Two gang, Two way 6A moulded switch as MK or equal approved | No | 3 |  | 0
Power Points
Z784.1 | Socket outlet points wired from consumer unit by 3 x 2.5 mm² PVC Copper cables in HG PVC conduit complete with all accessories | No | 7 |  | 0
Z784.2 | 13A, 2Gang standard switched socket outlet complete with Neon lamp as MK or equal approved. | No. | 7 |  | 0
System Earthing
Z760.1 | Earthing rod made from Hard drawn copper or Coppper weld complete with Cap, Earth Clamp, Manhole and Cover with all accessories as by FURSE or equal approved. Earthning of the system to be not more than 3 Ohms | Item | 1 |  | 0
F | Lightening Protection
Z760.2 | Lightenning Protection system with spike, copper tape; including the lightening surge protection switch-gear at the main-junction box of solar array and AC-side of inverter; supplied and installed to specifications | Item | 1 |  | 0
A260 | Allow for testing and commission of installation works | Item | 1 |  | 0 | 0
| Carried to Collection |  |  |  | 0
ITEM NO. | DESCRIPTION | UNIT |  | RATE (Ushs) | AMOUNT (Ushs)
GUARD ROOM
Z910 | Allow for construction of Guard room including 1 stance WC REF DRG KP/WS/YUM/GH-01 to KP/WS/YUM/GH-02 | Unit | 1 |  | 0
Land scaping
E810 | Turfing including importation of top soil and preparation of surface | m2 | 500 |  | 0
D | CHAIN LINK FENCING
X135 | Construct a fence with reinforced concrete post (100mmx100mm cross section area) with galvanised chain link of wire gauge-10 with bottom embedded in C20 concrete, barbed wire on top as illustrated in drawing and done to specifications and to the satsifaction of the engineer | m | 120 |  | 0
Gates
Metal field gate to BS 3470 as in BIS/SD/13.2, of the following widths
X223 | 4.5m wide x 2.4 High doublele leaf gate | nr | 1 |  | 0
Z7910 | Allow for installation of External site solar lighting comprising 6m stand alone columns, 2x1 No. Pv130W modules, 2x1 No. 135AL Batteries, 24V/20A charge controller, 80W lantern wired complete with all necessary accessories. | No. | 4 |  | 0
| Carried to Summary |  |  |  | 0
COLLECTION
| Collection, Page 1 of 10 |  |  |  | 0
| Collection, Page 2 of 10 |  |  |  | 0
| Collection, Page 3 of 10 |  |  |  | 0
| Collection, Page 4 of 10 |  |  |  | 0
| Collection, Page 5 of 10 |  |  |  | 0
| Collection, Page 6 of 10 |  |  |  | 0
| Collection, Page 7 of 10 |  |  |  | 0
| Collection, Page 8 of 10 |  |  |  | 0
| Collection, Page 9 of 10 |  |  |  | 0
| Collection, Page 10 of 10 |  |  |  | 0
|  |  | Carried to Summary |  | 0

## 12.TOILET BLOCKS
MINISTRY OF WATER AND ENVIRONMENT
GOBORO WATER SUPPLY & SANITATION SYSTEM
BILL NO. 12 TOILET BLOCKS
ITEM NO. | DESCRIPTION | UNIT | QUANTITY | RATE (Ushs) | AMOUNT (Ushs)
Preamble:
The relevant drawings are KP/WS/YUM/TB-01 to KP/WS/YUM/TB-03 including references made there- in to other drawings
Toilet blocks including connection to existing water supply pipe lines at Goboro Trading centre
Kerwa market
Toilet block for males :
DEMOLITION AND SITE CLEARANCE
General Site Clearance
D100 | General Site Clearance | Ha | 0.288 |  | 0
EARTHWORKS
E324 | Excavation in material other than topsoil, rock or artificial hard material, commencing surface is the stripped ground level | m³ | 144 |  | 0
E334 | Excavation in rock material, commencing surface is the stripped ground level | m³ | 24 |  | 0
Disposal of Excavated Material
E531 | Disposal of excavated material to sites as specified and as directed by the Engineer | m³ | 144 |  | 0
Land scaping
E810 | Turfing including importation of top soil and preparation of surface | m2 | 192 |  | 0
Excavation for foundations
Excavation in material other than topsoil, rock or artificial hard material, commencing surface is the stripped ground level
E324 | Depth 0.5-1.2m | m³ | 45.36 |  | 0
| Carried to Collection |  |  |  | 0
ITEM NO. | DESCRIPTION | UNIT | QUANTITY | RATE | AMOUNT
Excavation in rock material, commencing surface is the stripped ground level
E332 | Depth 0.25-0.5m | m³ | 4.536 |  | 0
Excavation Ancilliaries
Trimming of excavated surfaces in material other than top soil, rock material or artifical hard material
E523 | Surfaces inclined at an angle not exceeding 45 degrees to the horizontal | m² | 37.8 |  | 0
Preparation of excavated surfaces in the following materials
E522 | Material other than topsoil, rock, or artificial hard material inclined at an angle not exceeding 45 degrees to the horizontal | m2 | 37.8 |  | 0
Disposal of excavated material to sites as specified and as directed by the Engineer
E535 | Material other than top soil rock or arficial hard matererial | m³ | 13.608 |  | 0
IN-SITU CONCRETE
Provision of Designed Mix Concrete
Grade C20
Designed mix, grade C20 concrete, to BS 5328, with ordinary portland cement to BS 12, 20mm aggregate to BS 882, for the following;
F243.1 | Plain concrete C20/20 to strip foundations, | m3 | 8.316 |  | 0
BLOCKWORK AND MASONRY
U121.2 | 230mm thick walls in approved solid cement blocks bonded in 1:4 cement sand mortar with hoop iron at every second course | m2 | 71.28 |  | 0
Filling
E614 | Filling to structures in imported natural material other than top soil or rock ( Sand blinding) | m2 | 21.6 |  | 0
E617 | 300mm thick bed of approved imported hardcore well spread, leveled, rammed to consolidation on stabilized and compacted ground with blinding to Engineer’s satisfaction | m³ | 21.6 |  | 0
| Carried to Collection |  |  |  | 0
ITEM NO. | DESCRIPTION | UNIT | QUANTITY | RATE | AMOUNT
Damp Proof Membrane
W131 | Flexible polyethylene sheeting, gauge 1000, or similar approved, laid to the surface of r sand blinded hardcore fill | m3 | 72
G567 | Steel fabric reinforcement to BS4483 , fabric A98 | m2 | 72 |  | 0
F243.2 | Reinforced concrete to floor slab, 150mm thick on blinded hardcore | m³ | 9.9 |  | 0
F243.3 | Splash apron, 100mm thick on blinded hardbore | m³ | 2.304 |  | 0
Damp Proof Course
W116.1 | Bituminous felt horizontal damp proof course 150mm wide under walling with 200mm overlaps at the joints | m | 56 |  | 0
BLOCKWORK AND MASONRY
U111 | 200mm thick walls in approved solid cement blocks bonded in 1:4 cement sand mortar with hoop iron at every second course | m2 | 96 |  | 0
U111 | 150mm thick walls in approved solid cement blocks bonded in 1:4 cement sand mortar with hoop iron at every second course | m2 | 72 |  | 0
Grade C25
Designed mix, grade C25 concrete, to BS 5328, with ordinary portland cement to BS 12, 20mm aggregate to BS 882, for the following;
F253.1 | Provision of reinforced concrete for ring beams as described | m³ | 3.45 |  | 0
F253.2 | 150 x 200mm rectangular lintel reinforced with four 12mm diameter mild steel bars and 6mm diameter mild steel links at 150mm centres including hoisting and bedding into position | m³ | 0.7425 |  | 0
Placing Mass Concrete
Placing concrete, grade C20 for bases, footings and ground slabs of the following thicknesses
F521 | Thickness not exceeding 150mm | m3 | 20.52 |  | 0
Placing Reinforced Concrete
| Carried to Collection |  |  |  | 0
ITEM NO. | DESCRIPTION | UNIT | QUANTITY | RATE | AMOUNT
Placing reinforced concrete, grade C25 for ring beams and lintels of the following cross sectional areas
F662 | 0.03-0.1m2 | m3 | 4.1925 |  | 0
CONCRETE ANCILLARIES
Formwork
Fair finish formwork in horizontal plane of the following width
G212 | Width 0.1 -0.2m | m | 18 |  | 0
Fair finish formwork in vertical plane of the following width
G243 | Width 0.2-0.4m | m2 | 39.6 |  | 0
Reinforcement
Plain rounded steel bars to BS4449 and of the following sizes
G512 | Nominal size, 8mm | t | 0.14211 |  | 0
Deformed high yield steel bars to BS4449 and of the following sizes
G524 | Nominal size, 6mm-12mm | t | 0.29304 |  | 0
Roofing
W321 | Construct roofing, complete as in the drawing and as specified; with G28 Prepainted roofing sheets, purlins, rafters, wall plate, ridge , barge boards, eaves boards with wood protection coat, and uPVC rain water guttering and drainage all to the Engineer's satisfaction | m² | 89.6 |  | 0
Rendering
W153.2 | 1:4 cement-screed plaster internally to walls 25mm thick and finish smooth with steel float | m² | 108.9 |  | 0
W453 | 1:4 cement-plaster internally to walls 25mm thick and finish with with wooden float to the Engineer's satisfaction; fix approved glazed ceramic wall tiling with approved adhesive, including filling all joints with grout. | m² | 242.1 |  | 0
W153.1 | 1:4 cement- plaster externally to walls 25mm thick and finish with wooden float t to the Engineer's satisfaction | m² | 96 |  | 0
| Carried to Collection |  |  |  | 0
ITEM NO. | DESCRIPTION | UNIT | QUANTITY | RATE | AMOUNT
Z413 | Terrazzo to urinal walls | m² | 12 |  | 0
Floors
W441.1 | 1:3 cement sand 25mm floor screed finished to hard and smooth surface with a wood float to the Engineer's satisfaction; apply terrazzo finishing | m² | 60 |  | 0
W441.2 | 100mm high terrazzo skirting | m | 105 |  | 0
W441.1 | 1:3 cement sand 25mm floor screed finished to hard and smooth surface with a steel float using cement grout | m² | 25.8 |  | 0
| 2600 x600 mm wide x 900 mm high concrete (terrazzo finish) worktop ready to receive stailess steel hand wash basin | ITEM
PAINTING
Emulsion Paint
V567.1 | Internal quality vinyl silk emulsion paint , under coat & two overcoats, to interior block work wall surfaces to the Engineer's satisfaction, include surface preparation as specified | m² | 108.9 |  | 0
V567.2 | Prepare and apply 3 coats of weather guard paint to plastered skirting 100-200mm girth to Engineer's satisfaction. | m | 96 |  | 0
Windows, Doors and Glazing
Permanent vent
Z321.1 | Mild steel permanent vent overall size 350mm x 650mm high comprising 50 x 50 x 2mm SHS section steel framing and 50 x 2mm thick mild steel louvres welded to frame, including aluminium mosquito proof wire gauze welded to mild steel frames in permanent vents. | nr | 2 |  | 0
Windows
Supply and Fix the following Mild steel Casement Windows to the Engineers' Details constructed from Standard Steel Sections primed with Redoxide primer before delivery to site complete with all necessary iron mongery and burglar proofing.
Z321.2 | Window overall size 1800 x 900mm high comprising 300mm permanent louvered vent with 50 x 2mm steel louvers and top hung window complete with 4mm thick frost glass panes. | nr | 3 |  | 0
| Ditto but 650mm wide | nr | 8 |  | 0
| Carried to Collection |  |  |  | 0
ITEM NO. | DESCRIPTION | UNIT | QUANTITY | RATE | AMOUNT
Doors
Z323.1 | Mild steel casement single leaf door overall size 1200 x 2400mm high including 300mm high permanent vent with 50 x 2mm louvres,50 x 40 x 3 mm RHS frame with 2mm MS plates as per Engineers details constructed from standard steel sections primed with redoxide paint before delivery to site complete with all the necessary iron mongery and accessories. | nr | 1 |  | 0
Z323.2 | Ditto but 1000 wide | nr | 1 |  | 0
Z323.3 | Mild steel casement single leaf door overall size 1000 x2100mm high ,50 x 40 x 3 mm RHS frame with 2mm MS plates as per Engineers details constructed from standard steel sections primed with redoxide primer before delivery to site complete with all the necessary iron mongery and accessories. | nr | 2 |  | 0
Z313.4 | Ditto, but size 900 x 2100mm high for washrooms | nr | 5 |  | 0
Water Supply
Z524.1 | Supply and erect a 3000 (3m³) polyethylene tank from crestank, or equal approved on blockwork masonry/concrete platform including tap and drain channel all to the Engineer's satisfaction. | nr | 1 |  | 0
Z524.2 | Supply and erect a 2500 (2.5m³) polyethylene tank from crestank, or equal approved on 4m MS frame including inlet and outlet pipes, ball valve, overflow all to the Engineer's satisfaction. | L SUM
Sanitary Fittings
Supply and Fix the following sanitary appliances including the necessary piping all to Engineer's satisfaction
Z531.1 | Vitreous UK White glazed WC comprising pan with P trap, 10 litres low level vitreous UK water cistern with cover, plastic flushing pipe, water connection and all necessary accessories | nr | 1 |  | 0
Z531.2 | Stainless steel heavy duty squatting type WC including flush pipe | nr | 3 |  | 0
Z532.1 | Chrome plated Shower mixer flexible tubing and shower rose | nr | 1 |  | 0 | 0
| Carried to Collection |  |  |  | 0
ITEM NO. | DESCRIPTION | UNIT | QUANTITY | RATE | AMOUNT
Z532.2 | Fixed shower including shower rose 1 no tap and I no. gate valve and necessary piping | nr | 2 |  | 0
Z533.1 | Vitreous UK white glazed wash hand basin complete with 1 no. 13mm diameter chromium plated pillar tap, 40mm waste outlet grating, plastic plug and chain stay, plastic bottle trap, concealed cast iron fixing brackets, jointing and water connection. | nr | 1 |  | 0
Z533.2 | Stainless steel heavy duty hand wash basins including chrome tap, waste and associated piping | nr | 3 |  | 0
Z534 | Supply and install . toilet paper holder | nr | 4 |  | 0
Z535 | Inbuilt ceramic soap dish | nr | 4 |  | 0
Z511 | Complete waste water pipe work to septic tank inclusive of unpressurised uPVC waste water pipes of OD 110mm, manholes, aeration to the Engineer's satisfaction | Sum |  |  | 0 | 0
| Septic Tank |  |  |  |  | 0
Z910 | Construct One (1) nr 100 User septic tank and 01 nr soak pit for waste water from toilets, complete with sewer pipeline as specified and to the Engineers approval | Sum |  |  | 0
Toilet block for females.:
DEMOLITION AND SITE CLEARANCE
General Site Clearance
D100 | General Site Clearance | Ha | 0.288 |  | 0
EARTHWORKS
E324 | Excavation in material other than topsoil, rock or artificial hard material, commencing surface is the stripped ground level | m³ | 144 |  | 0
E334 | Excavation in rock material, commencing surface is the stripped ground level | m³ | 24 |  | 0
Disposal of Excavated Material
E531 | Disposal of excavated material to sites as specified and as directed by the Engineer | m³ | 144 |  | 0
| Carried to Collection |  |  |  | 0
ITEM NO. | DESCRIPTION | UNIT | QUANTITY | RATE | AMOUNT
Land scaping
E810 | Turfing including importation of top soil and preparation of surface | m2 | 192 |  | 0
Excavation for foundations
Excavation in material other than topsoil, rock or artificial hard material, commencing surface is the stripped ground level
E324 | Depth 0.5-1.2m | m³ | 45.36 |  | 0
Excavation in rock material, commencing surface is the stripped ground level
E332 | Depth 0.25-0.5m | m³ | 4.536 |  | 0
Excavation Ancilliaries
Trimming of excavated surfaces in material other than top soil, rock material or artifical hard material
E523 | Surfaces inclined at an angle not exceeding 45 degrees to the horizontal | m² | 37.8 |  | 0
Preparation of excavated surfaces in the following materials
E522 | Material other than topsoil, rock, or artificial hard material inclined at an angle not exceeding 45 degrees to the horizontal | m2 | 37.8 |  | 0
Disposal of excavated material to sites as specified and as directed by the Engineer
E535 | Material other than top soil rock or arficial hard matererial | m³ | 14 |  | 0
IN-SITU CONCRETE
Provision of Designed Mix Concrete
Grade C20
Designed mix, grade C20 concrete, to BS 5328, with ordinary portland cement to BS 12, 20mm aggregate to BS 882, for the following;
F243.1 | Plain concrete C20/20 to strip foundations, | m3 | 8.316 |  | 0
| Carried to Collection |  |  |  | 0
ITEM NO. | DESCRIPTION | UNIT | QUANTITY | RATE | AMOUNT
BLOCKWORK AND MASONRY
U121.2 | 230mm thick walls in approved solid cement blocks bonded in 1:4 cement sand mortar with hoop iron at every second course | m2 | 71.28 |  | 0
Filling
E614 | Filling to structures in imported natural material other than top soil or rock ( Sand blinding) | m2 | 22 |  | 0
E617 | 300mm thick bed of approved imported hardcore well spread, leveled, rammed to consolidation on stabilized and compacted ground with blinding to Engineer’s satisfaction | m³ | 22 |  | 0
Damp Proof Membrane
| Flexible polyethylene sheeting, gauge 1000, or similar approved, laid to the surface of r sand blinded hardcore fill | m3 | 72 |  | 0
G567 | Steel fabric reinforcement to BS4483 , fabric A98 | m2 | 72 |  | 0
F243.2 | Reinforced concrete to floor slab, 150mm thick on blinded hardcore | m³ | 9.9 |  | 0
F243.3 | Splash apron, 100mm thick on blinded hardbore | m³ | 2.064
Damp Proof Course
W116.1 | Bituminous felt horizontal damp proof course 150mm wide under walling with 200mm overlaps at the joints | m | 56 |  | 0
BLOCKWORK AND MASONRY
U111 | 200mm thick walls in approved solid cement blocks bonded in 1:4 cement sand mortar with hoop iron at every second course | m2 | 96 |  | 0
U111 | 150mm thick walls in approved solid cement blocks bonded in 1:4 cement sand mortar with hoop iron at every second course | m2 | 90 |  | 0
| Carried to Collection |  |  |  | 0
ITEM NO. | DESCRIPTION | UNIT | QUANTITY | RATE | AMOUNT
Grade C25
Designed mix, grade C25 concrete, to BS 5328, with ordinary portland cement to BS 12, 20mm aggregate to BS 882, for the following;
F253.1 | Provision of reinforced concrete for ring beams as described | m³ | 3.1912 |  | 0
F253.2 | 150 x 200mm rectangular lintel reinforced with four 12mm diameter mild steel bars and 6mm diameter mild steel links at 150mm centres including hoisting and bedding into position | m³ | 0.2475 |  | 0
Placing Mass Concrete
Placing concrete, grade C20 for bases, footings and ground slabs of the following thicknesses
F521 | Thickness not exceeding 150mm | m3 | 20.28 |  | 0
Placing Reinforced Concrete
Placing reinforced concrete, grade C25 for ring beams and lintels of the following cross sectional areas
F662 | 0.03-0.1m2 | m3 | 3.4387 |  | 0
CONCRETE ANCILLARIES
Formwork
Fair finish formwork in horizontal plane of the following width
G212 | Width 0.1 -0.2m | m | 25 |  | 0
Fair finish formwork in vertical plane of the following width
G243 | Width 0.2-0.4m | m2 | 23.4 |  | 0
Reinforcement
Plain rounded steel bars to BS4449 and of the following sizes
G512 | Nominal size, 8mm | t | 0.12 |  | 0
Deformed high yield steel bars to BS4449 and of the following sizes
G524 | Nominal size, 6mm-12mm | t | 0.18 |  | 0
| Carried to Collection |  |  |  | 0
ITEM NO. | DESCRIPTION | UNIT | QUANTITY | RATE | AMOUNT
Roofing
W321 | Construct roofing, complete as in the drawing and as specified; with G28 Prepainted roofing sheets, purlins, rafters, wall plate, ridge , barge boards, eaves boards with wood protection coat, and uPVC rain water guttering and drainage all to the Engineer's satisfaction | m² | 89.6 |  | 0
Rendering
W153.2 | 1:4 cement-screed plaster internally to walls 25mm thick and finish smooth with steel float | m² | 54.45 |  | 0
W453 | 1:4 cement-plaster internally to walls 25mm thick and finish with with wooden float to the Engineer's satisfaction; fix approved glazed ceramic wall tiling with approved adhesive, including filling all joints with grout. | m² | 138 |  | 0
W153.1 | 1:4 cement- plaster externally to walls 25mm thick and finish with wooden float t to the Engineer's satisfaction | m² | 96 |  | 0
Floors
W441.1 | 1:3 cement sand 25mm floor screed finished to hard and smooth surface with a wood float to the Engineer's satisfaction; apply terrazzo finishing | m² | 60 |  | 0
W441.2 | 100mm high terrazzo skirting | m | 107.1 |  | 0
W441.1 | 1:3 cement sand 25mm floor screed finished to hard and smooth surface with a steel float using cement grout | m² | 25.8 |  | 0
| 2600 x600 mm wide x 900 mm high concrete (terrazzo finish) worktop ready to receive stailess steel hand wash basin | ITEM |  |  | 0
PAINTING
Emulsion Paint
V567.1 | Internal quality vinyl silk emulsion paint , under coat & two overcoats, to interior block work wall surfaces to the Engineer's satisfaction, include surface preparation as specified | m² | 55 |  | 0
V567.2 | Prepare and apply 3 coats of weather guard paint to plastered skirting 100-200mm girth to Engineer's satisfaction. | m | 96 |  | 0
| Carried to Collection |  |  |  | 0
ITEM NO. | DESCRIPTION | UNIT | QUANTITY | RATE | AMOUNT
Windows, Doors and Glazing
Permanent vent
Z321.1 | Mild steel permanent vent overall size 350mm x 650mm high comprising 50 x 50 x 2mm SHS section steel framing and 50 x 2mm thick mild steel louvres welded to frame, including aluminium mosquito proof wire gauze welded to mild steel frames in permanent vents. | nr | 2 |  | 0
Windows
Supply and Fix the following Mild steel Casement Windows to the Engineers' Details constructed from Standard Steel Sections primed with Redoxide primer before delivery to site complete with all necessary iron mongery and burglar proofing.
Z321.2 | Window overall size 1800 x 900mm high comprising 300mm permanent louvered vent with 50 x 2mm steel louvers and top hung window complete with 4mm thick frost glass panes. | nr | 1 |  | 0
Z321.3 | Ditto but 650mm wide | nr | 11 |  | 0
Doors
Z323.1 | Mild steel casement single leaf door overall size 1200 x 2400mm high including 300mm high permanent vent with 50 x 2mm louvres,50 x 40 x 3 mm RHS frame with 2mm MS plates as per Engineers details constructed from standard steel sections primed with redoxide paint before delivery to site complete with all the necessary iron mongery and accessories. | nr | 1 |  | 0
Z323.2 | Ditto but 1000 wide | nr | 1 |  | 0
Z323.4 | Mild steel casement single leaf door overall size 1000 x2100mm high ,50 x 40 x 3 mm RHS frame with 2mm MS plates as per Engineers details constructed from standard steel sections primed with redoxide primer before delivery to site complete with all the necessary iron mongery and accessories. | nr | 2 |  | 0
Z313.5 | Ditto, but size 900 x 2100mm high for washrooms | nr | 8 |  | 0
| Carried to Collection |  |  |  | 0
ITEM NO. | DESCRIPTION | UNIT | QUANTITY | RATE | AMOUNT
Water Supply
Z524.1 | Supply and erect a 3000 (3m³) polyethylene tank from crestank, or equal approved on blockwork masonry/concrete platform including tap and drain channel all to the Engineer's satisfaction. | nr | 1 |  | 0
Z524.2 | Supply and erect a 2500 (2.5m³) polyethylene tank from crestank, or equal approved on 4m MS frame including inlet and outlet pipes, ball valve, overflow all to the Engineer's satisfaction. | L SUM |  |  | 0
Sanitary Fittings
Supply and Fix the following sanitary appliances including the necessary piping all to Engineer's satisfaction
Z531.1 | Vitreous UK White glazed WC comprising pan with P trap, 10 litres low level vitreous UK water cistern with cover, plastic flushing pipe, water connection and all necessary accessories | nr | 1 |  | 0
Z531.2 | Stainless steel heavy duty squatting type WC including flush pipe | nr | 5 |  | 0
Z532.1 | Chrome plated Shower mixer flexible tubing and shower rose | nr | 1 |  | 0
Z532.2 | Fixed shower including shower rose 1 no tap and I NO gate valve and necessary piping | nr | 3 |  | 0
Z533.1 | Vitreous UK white glazed wash hand basin complete with 1 no. 13mm diameter chromium plated pillar tap, 40mm waste outlet grating, plastic plug and chain stay, plastic bottle trap, concealed cast iron fixing brackets, jointing and water connection. | nr | 1 |  | 0
Z533.2 | Stainless steel heavy duty hand wash basins including chrome tap, waste and associated piping | nr | 3 |  | 0
Z534 | Supply and install . toilet paper holder | nr | 6 |  | 0
Z535 | Inbuilt ceramic soap dish | nr | 4 |  | 0
Z511 | Complete waste water pipe work to septic tank inclusive of unpressurised uPVC waste water pipes of OD 110mm, manholes, aeration to the Engineer's satisfaction | Sum
| Carried to Collection |  |  |  | 0 | 0
0
0
ITEM NO. | DESCRIPTION | UNIT | QUANTITY | RATE | AMOUNT
Septic Tank
Z910 | Construct One (1) nr 100 User septic tank and 01 nr soak pit for waste water from toilets, complete with sewer pipeline as specified and to the Engineers approval | Sum |  |  | 0
| Carried to Collection |  |  |  | 0
COLLECTION
| Collection, Page 1 of 14 |  |  |  | 0
| Collection, Page 2 of 14 |  |  |  | 0
| Collection, Page 3 of 14 |  |  |  | 0
| Collection, Page 4 of 14 |  |  |  | 0
| Collection, Page 5 of 14 |  |  |  | 0
| Collection, Page 6 of 14 |  |  |  | 0
| Collection, Page 7 of 14 |  |  |  | 0
| Collection, Page 8 of 14 |  |  |  | 0
| Collection, Page 9 of 14 |  |  |  | 0
| Collection, Page 10 of 14 |  |  |  | 0
| Collection, Page 11 of 14 |  |  |  | 0
| Collection, Page 12 of 14 |  |  |  | 0
| Collection, Page 13 of 14 |  |  |  | 0
| Collection, Page 14 of 14 |  |  |  | 0
| TOTAL FOR 1 SITE |  |  |  | 0
| COST OF Toilet blocks for the two sites |  |  |  | 0
| Carried to summary |  |  |  | 0

## 13. TOOLS
MINISTRY OF WATER AND ENVIRONMENT
GOBORO WATER SUPPLY & SANITATION SYSTEM
BILL NO. 13: TOOLS AND EQUIPMENT
ITEM NO. | DESCRIPTION | UNIT | QTY | RATE (Ushs) | AMOUNT (Ushs)
Supply of all Office, Plumbing, Mechanical, Electrical, Miscellaneous, Equipment, as detailed in SPECIFICATIONS and summarized below. Supplied Items should be to the Engineer's approval
OFFICE EQUIPMENT
OE 1.1 | Writing desk 1,560 x 780 x 750 mm (L x W x H) with closed front view and 6 lockable drawers | No. | 4 |  | 0
OE 1.2 | Executive swivel, high back tilting steel office chair with arm rests and padded seat and back in black rexine | No. | 1 |  | 0
OE 1.3 | Executive steel office chairs with padded seat and back in black rexine | No. | 3 |  | 0
OE 1.4 | Steel cabinet 1,950 x 950 x 420 mm (L x W x H) with double lockable doors, 4 shelves; colour: grey | No. | 1 |  | 0
OE 1.5 | Lockable steel filing cabinet with 4 drawers | No. | 1 |  | 0
OE 1.6 | Computer Workstation complete as specified | No. | 4 |  | 0
CE 1.7 | UPS of minimum specification 1500 VA | No. | 4
OE 1.8 | Laptopcomplete as specified | No. | 1
OE 1.9 | HP Laser Jet Printer as specified | No. | 1 |  | 0
CE 1.10 | Replacement Toner Cartridges | No. | 5
CE 1.11 | Bi-directional parallel cable; USB printer cable | No. | 1
| Carried to Collection |  |  |  | 0
ITEM NO. | DESCRIPTION | UNIT | QTY | RATE (Ushs) | AMOUNT (Ushs)
PLUMBING TOOLS AND EQUIPMENT
PE 2.1 | Blowlamp: pump action, pressure type, approx. 0.5 litre capacity, complete with wind proof nozzle and one set of replacement parts | No. | 2 |  | 0
PE 2.2 | Brushes, wire type for cleaning parts, 300 mm long, 3 rows of approximately15 tufts with 25 mm long steel bristles | No. | 2 |  | 0
PE 2.3 | File, flat machinist's, length 250 mm, second cut | No. | 1 |  | 0
PE 2.4 | File, flat machinist's, length 250 mm, smooth cut | No. | 1 |  | 0
PE 2.5 | File, flat machinist's, length 250 mm, bastard cut | No. | 1 |  | 0
PE 2.6 | File, half-round machinist's, length 250 mm, smooth cut | No. | 1 |  | 0
PE 2.7 | File, half-round machinist's, length 250 mm, but bastard cut | No. | 1 |  | 0
PE 2.8 | File handles, 100 x 27 mm | No. | 2 |  | 0
PE 2.9 | Hammer, mechanic's, 200 & tempered forged steel head, ash or white hickory handle, polished face | No. | 1 |  | 0
PE 2.10 | Precision Level, plumb and spirit, approximately 600 x 25 x 75 mm, varnished beech wood or aluminium, class of accuracy 0.025 mm/m | No. | 1 |  | 0
PE 2.11 | Mattocks | No. | 1 |  | 0
PE 2.12 | Pliers, arc joint, minimum 5 adjustments, 240 mm long | No. | 1 |  | 0
PE 2.13 | Saw, Plumbers, 400 mm, fine tooth edge for cutting metal and coarse teeth for cutting wood, complete with 5No. blades | No. | 1 |  | 0
PE 2.14 | Screw drivers, assorted, hammer-proof, non-inflammable plastic handle | Set | 1 |  | 0
PE 2.15 | Shovels | No. | 1 |  | 0
PE 2.16 | Tape measure, Stanley type steel, metric units, 5 m | No. | 1 |  | 0
PE 2.17 | Tapping machine, furnished with ratchet crank for manual operation, for making tappings from DN 15 (1/2") to DN 50 (2") on mains of DN 25 (1”) to DN 300 (12”) | No. | 1 |  | 0
PE 2.18 | Die set with stock, for threading from DN 15 to DN 150 | No. | 1 |  | 0
PE 2.19 | Vice with parallel jaw 100 mm as Peddinghaus, Matador 10203, portable type, with tripod stand | No. | 1 |  | 0
| Carried to Collection |  |  |  | 0
ITEM NO. | DESCRIPTION | UNIT | QTY | RATE (Ushs) | AMOUNT (Ushs)
MECHANICAL TOOLS AND EQUIPMENT
ME 3.1 | 0.5 kg axe. | No. | 1 |  | 0
ME 3.2 | Caliper, precision slide type, metric unit. | No. | 1 |  | 0
ME 3.3 | Carpenter chisel from 6.4 mm to 25.4 mm bevelled edge. | Set | 1 |  | 0
ME 3.4 | Mason chisel from 25.4 mm to 50 mm wide blade. | Set | 1 |  | 0
ME 3.5 | Carpenter's screw clamps, 250 mm opening. | No. | 2 |  | 0
ME 3.6 | Carpenter's screw clamps, 500 mm opening. | No. | 2 |  | 0
ME 3.7 | Square set, metric unit. | No. | 1 |  | 0
ME 3.8 | Crowbars, small, medium, large. | Set | 1 |  | 0
ME 3.9 | Gasket cutter, 600 mm. | No. | 1 |  | 0
ME 3.10 | Dividers. | Set | 1 |  | 0
ME 3.11 | Six assorted files, half round, 250mm, including handles. | Set | 1 |  | 0
ME 3.12 | Spare file handles, 100 x 27 mm. | No. | 5 |  | 0
ME 3.13 | 3 suitable feelers, in tenths of millimetre and 150 mm long. | Set | 1 |  | 0
ME 3.14 | Mechanic's hammer, 1/5, 1/2, 1 and 2 kg. | No. | 2 |  | 0
ME 3.15 | Carpenter's claws 1/5, 1/2. 1 and 2 kg. | No. | 2 |  | 0
0
ME 3.16 | Sledge hammer, 3 kg. | No. | 2 |  | 0
ME 3.17 | Rubber mallet, 1/5, 1/2, 1 and 2 kg. | No. | 2 |  | 0
ME 3.18 | Hooks to remove packings. | No. | 2 |  | 0
ME 3.19 | Grease gun, 200 ml minimum. | No. | 1 |  | 0
ME 3.20 | Oiler, approx. 200 ml capacity, trigger operated, 150mm long flexible spout. | No. | 1 |  | 0
ME 3.21 | Carpenter's pincers, 200 mm jointer's shouldered type. | No. | 2 |  | 0
ME 3.22 | Adjustable pliers, 300 mm and 400mm. | Set | 1 |  | 0
ME 3.23 | Round nose pliers, 150 mm. | No. | 1 |  | 0
| Carried to Collection |  |  |  | 0
ITEM NO. | DESCRIPTION | UNIT | QTY | RATE (Ushs) | AMOUNT (Ushs)
ME 3.24 | Puller set, inside-outside, to suit bearings and couplings incorporated in the equipment. | No. | 1 |  | 0
ME 3.25 | Punches, 1 - 10 mm. | Set | 1 |  | 0
ME 3.26 | Reamer, 7 - 17 mm. | Set | 1 |  | 0
ME 3.27 | Hack Saw, adjustable tubular frame, length 250-300mm, including 20 Nos. of spare blades. | No. | 1 |  | 0
ME 3.28 | Sockets, numbers ranging from 2 to 38, with ratchets and handles | Set | 1 |  | 0
ME 3.29 | Scraper spoon, flat and triangular type. | Set | 1 |  | 0
ME 3.30 | Snips, tin plate cutter, 300 mm. | No. | 1 |  | 0
ME 3.31 | Shears, universal, 200 mm. | No. | 1 |  | 0
ME 3.32 | Wrench, chain 16 to 100 mm capacity. | No. | 1 |  | 0
ME 3.33 | Wrench, pipe 300/400/600/900 mm. | No. | 2 |  | 0
ME 3.34 | Wrench, allen set, numbers ranging from 2 to 38. | No. | 1 |  | 0
ME 3.35 | Open ended spanner, 6-24 mm, metric size. | Set | 1 |  | 0
ME 3.36 | Ring spanners, 6-24 mm, metric size. | Set | 1 |  | 0
ME 3.37 | Hexagon nut drive spanners, 2-14 mm, metric size. | Set | 1 |  | 0
MISCELLANEOUS TOOLS
MT 5.1 | Contractor's pick axe with point and chisel steel end, length 800 mm | No. | 2 |  | 0
MT 5.2 | Steel hoe, blade width 200 mm, 1.5 kg complete with good wooden handle | No. | 2 |  | 0
MT 5.3 | Seamless pressed tray wheelbarrow, steel frame, with pneumatic wheels, 80 litres | No. | 2 |  | 0
MT 5.4 | Steel Slashers | No. | 5 |  | 0
MT 5.5 | 33CC 2-Cycle Petrol-Powered engine Straight Shaft Attachment Capable String Lawn Trimmer with 17-inch cutting path (including 10No. replacement trimmer lines) | No. | 1 |  | 0
MT 5.6 | Steel rakes | No. | 5 |  | 0
| Carried to Collection |  |  |  | 0
COLLECTION
| Collection, Page ME-4/1 |  |  |  | 0
| Collection, Page ME-4/2 |  |  |  | 0
| Collection, Page ME-4/3 |  |  |  | 0
| Collection, Page ME-4/4 |  |  |  | 0
|  |  |  | Carried to Summary | 0